## Event Potential and Costs
|  |  |  | Summer Levelized Costs ($/kW) |  |  | Winter Levelized Costs ($/kW) |  |  | Cumulative Summer MW @ Generation | [19 empty] | Cumulative Winter MW @ Generation
Row Labels | Sector | Program Bundle | Case | Low | Base | High | Low | Base | High | 2021 | 2022 | 2023 | 2024 | 2025 | 2026 | 2027 | 2028 | 2029 | 2030 | 2031 | 2032 | 2033 | 2034 | 2035 | 2036 | 2037 | 2038 | 2039 | 2040 | 2021 | 2022 | 2023 | 2024 | 2025 | 2026 | 2027 | 2028 | 2029 | 2030 | 2031 | 2032 | 2033 | 2034 | 2035 | 2036 | 2037 | 2038 | 2039 | 2040
CA | Residential | Battery DLC | Short Duration | 36.4136 | 48.9136 | 61.4136 | 36.4136 | 48.9136 | 61.4136 | 0 | 0.14393 | 0.28785 | 0.43178 | 0.43178 | 0.43178 | 0.43178 | 0.51383 | 0.59588 | 0.67792 | 0.75997 | 0.84202 | 0.92406 | 1.0061 | 1.0882 | 1.2547 | 2.0827 | 3.2438 | 4.7355 | 6.558 | 0 | 0.14393 | 0.28785 | 0.43178 | 0.43178 | 0.43178 | 0.43178 | 0.51383 | 0.59588 | 0.67792 | 0.75997 | 0.84202 | 0.92406 | 1.0061 | 1.0882 | 1.2547 | 2.0827 | 3.2438 | 4.7355 | 6.558 | 0 | 0.14393 | 0.28785 | 0.43178 | 0.43178 | 0.43178 | 0.43178 | 0.51383 | 0.59588 | 0.67792 | 0.75997 | 0.84202 | 0.92406 | 1.0061 | 1.0882 | 1.2547 | 2.0827 | 3.2438 | 4.7355 | 6.558 | 0 | 0.14393 | 0.28785 | 0.43178 | 0.43178 | 0.43178 | 0.43178 | 0.51383 | 0.59588 | 0.67792 | 0.75997 | 0.84202 | 0.92406 | 1.0061 | 1.0882 | 1.2547 | 2.0827 | 3.2438 | 4.7355 | 6.558
CA | Residential | Battery DLC | Sustained Duration | 36.979 | 49.479 | 61.979 | 36.979 | 49.479 | 61.979 | 0 | 0.10281 | 0.20561 | 0.30842 | 0.30842 | 0.30842 | 0.30842 | 0.35725 | 0.40609 | 0.45493 | 0.50377 | 0.5526 | 0.60144 | 0.65028 | 0.69912 | 0.79827 | 1.2911 | 1.9822 | 2.8702 | 3.9549 | 0 | 0.10281 | 0.20561 | 0.30842 | 0.30842 | 0.30842 | 0.30842 | 0.35725 | 0.40609 | 0.45493 | 0.50377 | 0.5526 | 0.60144 | 0.65028 | 0.69912 | 0.79827 | 1.2911 | 1.9822 | 2.8702 | 3.9549
CA | Residential | EV DLC | Short Duration | 123.6415 | 134.7557 | 145.8699 | 126.7672 | 138.1623 | 149.5575 | 0 | 0.0035796 | 0.009721 | 0.019842 | 0.024601 | 0.028265 | 0.032287 | 0.037271 | 0.042177 | 0.046806 | 0.051976 | 0.056768 | 0.06067 | 0.065773 | 0.074253 | 0.080119 | 0.084885 | 0.090352 | 0.095552 | 0.10319 | 0 | 0.0036103 | 0.0099363 | 0.01884 | 0.023693 | 0.027765 | 0.031858 | 0.036211 | 0.040398 | 0.044806 | 0.050056 | 0.055208 | 0.06119 | 0.06723 | 0.071121 | 0.076697 | 0.083384 | 0.08915 | 0.096371 | 0.10315 | 0 | 0.0035796 | 0.009721 | 0.019842 | 0.024601 | 0.028265 | 0.032287 | 0.037271 | 0.042177 | 0.046806 | 0.051976 | 0.056768 | 0.06067 | 0.065773 | 0.074253 | 0.080119 | 0.084885 | 0.090352 | 0.095552 | 0.10319 | 0 | 0.0036103 | 0.0099363 | 0.01884 | 0.023693 | 0.027765 | 0.031858 | 0.036211 | 0.040398 | 0.044806 | 0.050056 | 0.055208 | 0.06119 | 0.06723 | 0.071121 | 0.076697 | 0.083384 | 0.08915 | 0.096371 | 0.10315
CA | Residential | EV DLC | Sustained Duration | 123.6415 | 134.7557 | 145.8699 | 126.7672 | 138.1623 | 149.5575 | 0 | 0.0035796 | 0.009721 | 0.019842 | 0.024601 | 0.028265 | 0.032287 | 0.037271 | 0.042177 | 0.046806 | 0.051976 | 0.056768 | 0.06067 | 0.065773 | 0.074253 | 0.080119 | 0.084885 | 0.090352 | 0.095552 | 0.10319 | 0 | 0.0036103 | 0.0099363 | 0.01884 | 0.023693 | 0.027765 | 0.031858 | 0.036211 | 0.040398 | 0.044806 | 0.050056 | 0.055208 | 0.06119 | 0.06723 | 0.071121 | 0.076697 | 0.083384 | 0.08915 | 0.096371 | 0.10315
CA | Residential | Grid Interactive Water Heater | Short Duration | 119.3568 | 129.0507 | 138.7445 | 52.2463 | 56.4896 | 60.7329 | 0 | 0.01631 | 0.084827 | 0.23042 | 0.33732 | 0.46378 | 0.59471 | 0.73148 | 0.89786 | 1.0299 | 1.1478 | 1.2663 | 1.3388 | 1.4339 | 1.545 | 1.5397 | 1.4659 | 1.3942 | 1.3411 | 1.3457 | 0 | 0.03733 | 0.19405 | 0.50421 | 0.77739 | 1.0772 | 1.4102 | 1.7604 | 2.1067 | 2.5175 | 2.892 | 3.2503 | 3.6063 | 3.9192 | 4.1442 | 4.3453 | 4.3284 | 4.3043 | 4.2952 | 4.2393 | 0 | 0.01631 | 0.084827 | 0.23042 | 0.33732 | 0.46378 | 0.59471 | 0.73148 | 0.89786 | 1.0299 | 1.1478 | 1.2663 | 1.3388 | 1.4339 | 1.545 | 1.5397 | 1.4659 | 1.3942 | 1.3411 | 1.3457 | 0 | 0.03733 | 0.19405 | 0.50421 | 0.77739 | 1.0772 | 1.4102 | 1.7604 | 2.1067 | 2.5175 | 2.892 | 3.2503 | 3.6063 | 3.9192 | 4.1442 | 4.3453 | 4.3284 | 4.3043 | 4.2952 | 4.2393
CA | Residential | Grid Interactive Water Heater | Sustained Duration | 165.4256 | 178.861 | 192.2964 | 71.4126 | 77.2125 | 83.0125 | 0 | 0.011666 | 0.060822 | 0.1657 | 0.24335 | 0.33589 | 0.43258 | 0.53485 | 0.66012 | 0.76272 | 0.85722 | 0.95506 | 1.0201 | 1.1047 | 1.2028 | 1.2109 | 1.1714 | 1.1306 | 1.1006 | 1.1165 | 0 | 0.026943 | 0.14058 | 0.36674 | 0.56874 | 0.79275 | 1.0446 | 1.3138 | 1.5826 | 1.9112 | 2.2208 | 2.5257 | 2.8377 | 3.1195 | 3.332 | 3.5333 | 3.5748 | 3.6021 | 3.6309 | 3.6113
CA | Residential | Home Energy Management System | Short Duration | 109.9377 | 127.5129 | 145.0881 | 178.8331 | 207.4223 | 236.0114 | 0 | 0.028133 | 0.069339 | 0.12045 | 0.14594 | 0.17567 | 0.21178 | 0.25332 | 0.25613 | 0.29029 | 0.31229 | 0.33037 | 0.35087 | 0.34988 | 0.31707 | 0.33079 | 0.33131 | 0.33701 | 0.34825 | 0.34678 | 0 | 0.015005 | 0.038945 | 0.077818 | 0.090518 | 0.11031 | 0.12912 | 0.15413 | 0.18762 | 0.20083 | 0.20789 | 0.22109 | 0.22045 | 0.22486 | 0.24052 | 0.23528 | 0.22519 | 0.21975 | 0.22361 | 0.22756 | 0 | 0.028133 | 0.069339 | 0.12045 | 0.14594 | 0.17567 | 0.21178 | 0.25332 | 0.25613 | 0.29029 | 0.31229 | 0.33037 | 0.35087 | 0.34988 | 0.31707 | 0.33079 | 0.33131 | 0.33701 | 0.34825 | 0.34678 | 0 | 0.015005 | 0.038945 | 0.077818 | 0.090518 | 0.11031 | 0.12912 | 0.15413 | 0.18762 | 0.20083 | 0.20789 | 0.22109 | 0.22045 | 0.22486 | 0.24052 | 0.23528 | 0.22519 | 0.21975 | 0.22361 | 0.22756
CA | Residential | Home Energy Management System | Sustained Duration | 193.4609 | 224.3886 | 255.3162 | 304.6331 | 353.3334 | 402.0337 | 0 | 0.015825 | 0.039132 | 0.068546 | 0.083078 | 0.1001 | 0.12044 | 0.14353 | 0.14739 | 0.16643 | 0.17886 | 0.18885 | 0.19958 | 0.19951 | 0.18329 | 0.19015 | 0.1904 | 0.19313 | 0.19871 | 0.1982 | 0 | 0.008951 | 0.023047 | 0.045424 | 0.053158 | 0.064623 | 0.075763 | 0.08998 | 0.10833 | 0.11639 | 0.12103 | 0.12824 | 0.12839 | 0.13071 | 0.13853 | 0.13596 | 0.13094 | 0.12823 | 0.13014 | 0.13203
CA | Residential | HVAC - DLC | Short Duration | 88.5882 | 95.845 | 103.1017 | 59.4157 | 64.2828 | 69.1499 | 0 | 0.88593 | 1.6998 | 2.3215 | 2.2385 | 2.1455 | 2.0832 | 2.048 | 1.7419 | 1.7246 | 1.6781 | 1.6659 | 1.7087 | 1.6748 | 1.5031 | 1.5676 | 1.5704 | 1.5997 | 1.6563 | 1.6506 | 0 | 1.1908 | 2.3616 | 3.6843 | 3.3808 | 3.279 | 3.098 | 3.0637 | 3.1873 | 3.0031 | 2.8315 | 2.8443 | 2.7424 | 2.7571 | 2.9386 | 2.8676 | 2.7396 | 2.6722 | 2.7234 | 2.7762 | 0 | 0.88593 | 1.6998 | 2.3215 | 2.2385 | 2.1455 | 2.0832 | 2.048 | 1.7419 | 1.7246 | 1.6781 | 1.6659 | 1.7087 | 1.6748 | 1.5031 | 1.5676 | 1.5704 | 1.5997 | 1.6563 | 1.6506 | 0 | 1.1908 | 2.3616 | 3.6843 | 3.3808 | 3.279 | 3.098 | 3.0637 | 3.1873 | 3.0031 | 2.8315 | 2.8443 | 2.7424 | 2.7571 | 2.9386 | 2.8676 | 2.7396 | 2.6722 | 2.7234 | 2.7762
CA | Residential | HVAC - DLC | Sustained Duration | 173.0545 | 187.2303 | 201.4062 | 66.0693 | 71.4814 | 76.8935 | 0 | 0.4547 | 0.87158 | 1.189 | 1.1449 | 1.0954 | 1.0614 | 1.041 | 0.8832 | 0.8724 | 0.84724 | 0.83995 | 0.86091 | 0.84356 | 0.757 | 0.78951 | 0.79093 | 0.80575 | 0.83432 | 0.8315 | 0 | 1.0709 | 2.1238 | 3.3133 | 3.0403 | 2.9488 | 2.786 | 2.7551 | 2.8663 | 2.7007 | 2.5463 | 2.5579 | 2.4662 | 2.4794 | 2.6427 | 2.5788 | 2.4637 | 2.4031 | 2.4491 | 2.4966
CA | Residential | Pool Pump - DLC | Short Duration | 408.2652 | 442.9674 | 477.6696 | 418.2493 | 453.8002 | 489.351 | 0 | 0.0011048 | 0.0028183 | 0.0053234 | 0.0061347 | 0.0068263 | 0.0075234 | 0.0083839 | 0.0091663 | 0.009801 | 0.010466 | 0.01098 | 0.011267 | 0.011681 | 0.012633 | 0.013073 | 0.013038 | 0.012667 | 0.012299 | 0.012266 | 0 | 0.0011142 | 0.0028807 | 0.0050547 | 0.0059081 | 0.0067056 | 0.0074233 | 0.0081455 | 0.0087796 | 0.0093824 | 0.010079 | 0.010679 | 0.011364 | 0.01194 | 0.0121 | 0.012514 | 0.012808 | 0.012499 | 0.012405 | 0.01226 | 0 | 0.0011048 | 0.0028183 | 0.0053234 | 0.0061347 | 0.0068263 | 0.0075234 | 0.0083839 | 0.0091663 | 0.009801 | 0.010466 | 0.01098 | 0.011267 | 0.011681 | 0.012633 | 0.013073 | 0.013038 | 0.012667 | 0.012299 | 0.012266 | 0 | 0.0011142 | 0.0028807 | 0.0050547 | 0.0059081 | 0.0067056 | 0.0074233 | 0.0081455 | 0.0087796 | 0.0093824 | 0.010079 | 0.010679 | 0.011364 | 0.01194 | 0.0121 | 0.012514 | 0.012808 | 0.012499 | 0.012405 | 0.01226
CA | Residential | Pool Pump - DLC | Sustained Duration | 460.7565 | 499.9204 | 539.0843 | 472.0243 | 512.1459 | 552.2676 | 0 | 0.00097889 | 0.0024972 | 0.0047169 | 0.0054359 | 0.0060486 | 0.0066663 | 0.0074287 | 0.008122 | 0.0086845 | 0.0092734 | 0.0097294 | 0.0099837 | 0.010351 | 0.011194 | 0.011583 | 0.011553 | 0.011224 | 0.010898 | 0.010868 | 0 | 0.00098729 | 0.0025526 | 0.0044788 | 0.0052351 | 0.0059416 | 0.0065776 | 0.0072175 | 0.0077794 | 0.0083135 | 0.0089309 | 0.009462 | 0.010069 | 0.01058 | 0.010722 | 0.011089 | 0.011348 | 0.011075 | 0.010992 | 0.010863
CA | Residential | Smart Thermostats | Short Duration | 28.7655 | 34.812 | 40.8584 | 59.791 | 72.3589 | 84.9269 | 0 | 0.12584 | 0.31481 | 0.55229 | 0.67532 | 0.81896 | 0.99381 | 1.1955 | 1.209 | 1.3756 | 1.4837 | 1.5713 | 1.6704 | 1.6654 | 1.5055 | 1.5743 | 1.5783 | 1.6079 | 1.6645 | 1.6583 | 0 | 0.061742 | 0.15009 | 0.28605 | 0.31913 | 0.37702 | 0.43031 | 0.50527 | 0.60883 | 0.64499 | 0.66272 | 0.70235 | 0.69727 | 0.71046 | 0.76113 | 0.74371 | 0.71039 | 0.69241 | 0.70509 | 0.71814 | 0 | 0.12584 | 0.31481 | 0.55229 | 0.67532 | 0.81896 | 0.99381 | 1.1955 | 1.209 | 1.3756 | 1.4837 | 1.5713 | 1.6704 | 1.6654 | 1.5055 | 1.5743 | 1.5783 | 1.6079 | 1.6645 | 1.6583 | 0 | 0.061742 | 0.15009 | 0.28605 | 0.31913 | 0.37702 | 0.43031 | 0.50527 | 0.60883 | 0.64499 | 0.66272 | 0.70235 | 0.69727 | 0.71046 | 0.76113 | 0.74371 | 0.71039 | 0.69241 | 0.70509 | 0.71814
CA | Residential | Smart Thermostats | Sustained Duration | 58.2159 | 70.4528 | 82.6896 | 121.0056 | 146.4407 | 171.8758 | 0 | 0.06218 | 0.15555 | 0.2729 | 0.33369 | 0.40466 | 0.49106 | 0.59072 | 0.59737 | 0.67971 | 0.73313 | 0.77641 | 0.82536 | 0.8229 | 0.74391 | 0.7779 | 0.77988 | 0.7945 | 0.82246 | 0.81938 | 0 | 0.030508 | 0.074163 | 0.14134 | 0.15769 | 0.18629 | 0.21262 | 0.24966 | 0.30083 | 0.3187 | 0.32746 | 0.34704 | 0.34453 | 0.35105 | 0.37609 | 0.36748 | 0.35102 | 0.34213 | 0.3484 | 0.35485
CA | Residential | Water Heater - DLC | Short Duration | 42.276 | 48.287 | 54.298 | 19.0847 | 21.7983 | 24.5118 | 0 | 0.57957 | 1.0746 | 1.5266 | 1.3609 | 1.2359 | 1.1001 | 0.96835 | 0.86666 | 0.73993 | 0.61957 | 0.51222 | 0.40019 | 0.30666 | 0.22253 | 0.18818 | 0.17803 | 0.16836 | 0.16083 | 0.16025 | 0 | 1.2958 | 2.3998 | 3.2613 | 3.0539 | 2.7936 | 2.5381 | 2.2693 | 1.9861 | 1.7669 | 1.526 | 1.287 | 1.0562 | 0.82294 | 0.58739 | 0.52341 | 0.51791 | 0.51218 | 0.50813 | 0.49896 | 0 | 0.57957 | 1.0746 | 1.5266 | 1.3609 | 1.2359 | 1.1001 | 0.96835 | 0.86666 | 0.73993 | 0.61957 | 0.51222 | 0.40019 | 0.30666 | 0.22253 | 0.18818 | 0.17803 | 0.16836 | 0.16083 | 0.16025 | 0 | 1.2958 | 2.3998 | 3.2613 | 3.0539 | 2.7936 | 2.5381 | 2.2693 | 1.9861 | 1.7669 | 1.526 | 1.287 | 1.0562 | 0.82294 | 0.58739 | 0.52341 | 0.51791 | 0.51218 | 0.50813 | 0.49896
CA | Residential | Water Heater - DLC | Sustained Duration | 61.0232 | 69.6997 | 78.3763 | 27.3136 | 31.1972 | 35.0808 | 0 | 0.39886 | 0.74133 | 1.0564 | 0.94516 | 0.86225 | 0.77168 | 0.68386 | 0.61673 | 0.53159 | 0.45004 | 0.37682 | 0.29834 | 0.23193 | 0.17063 | 0.14626 | 0.1411 | 0.13586 | 0.13177 | 0.13315 | 0 | 0.89564 | 1.6653 | 2.2737 | 2.143 | 1.9748 | 1.8097 | 1.6346 | 1.445 | 1.3041 | 1.1438 | 0.98021 | 0.81809 | 0.64741 | 0.46852 | 0.42389 | 0.42769 | 0.43002 | 0.43222 | 0.42874
CA | C&I | Battery DLC | Short Duration | 35.5822 | 48.0822 | 60.5822 | 35.5822 | 48.0822 | 60.5822 | 0 | 0.47577 | 1.3239 | 2.5443 | 3.2358 | 3.7943 | 4.4858 | 5.4167 | 6.2677 | 7.3582 | 8.5816 | 9.9645 | 11.5071 | 12.7039 | 14.672 | 16.2677 | 18.9007 | 20.6826 | 22.9167 | 26.4007 | 0 | 0.47577 | 1.3239 | 2.5443 | 3.2358 | 3.7943 | 4.4858 | 5.4167 | 6.2677 | 7.3582 | 8.5816 | 9.9645 | 11.5071 | 12.7039 | 14.672 | 16.2677 | 18.9007 | 20.6826 | 22.9167 | 26.4007 | 0 | 0.47577 | 1.3239 | 2.5443 | 3.2358 | 3.7943 | 4.4858 | 5.4167 | 6.2677 | 7.3582 | 8.5816 | 9.9645 | 11.5071 | 12.7039 | 14.672 | 16.2677 | 18.9007 | 20.6826 | 22.9167 | 26.4007 | 0 | 0.47577 | 1.3239 | 2.5443 | 3.2358 | 3.7943 | 4.4858 | 5.4167 | 6.2677 | 7.3582 | 8.5816 | 9.9645 | 11.5071 | 12.7039 | 14.672 | 16.2677 | 18.9007 | 20.6826 | 22.9167 | 26.4007
CA | C&I | Battery DLC | Sustained Duration | 35.9971 | 48.4971 | 60.9971 | 35.9971 | 48.4971 | 60.9971 | 0 | 0.29058 | 0.78802 | 1.4923 | 1.8765 | 2.1868 | 2.5709 | 3.0881 | 3.5609 | 4.1667 | 4.8463 | 5.6147 | 6.4716 | 7.1365 | 8.2299 | 9.1164 | 10.5792 | 11.5691 | 12.8103 | 14.7459 | 0 | 0.29058 | 0.78802 | 1.4923 | 1.8765 | 2.1868 | 2.5709 | 3.0881 | 3.5609 | 4.1667 | 4.8463 | 5.6147 | 6.4716 | 7.1365 | 8.2299 | 9.1164 | 10.5792 | 11.5691 | 12.8103 | 14.7459
CA | C&I | Grid Interactive Water Heater | Short Duration | 210.616 | 227.6658 | 244.7157 | 138.3696 | 149.5709 | 160.7722 | 0 | 0.0015682 | 0.007913 | 0.018606 | 0.035067 | 0.048349 | 0.070313 | 0.091551 | 0.10315 | 0.12316 | 0.14741 | 0.16453 | 0.19844 | 0.19938 | 0.21181 | 0.20828 | 0.21629 | 0.23288 | 0.23785 | 0.19083 | 0 | 0.0021156 | 0.011471 | 0.031886 | 0.051162 | 0.072942 | 0.097352 | 0.13144 | 0.14919 | 0.18454 | 0.21507 | 0.24269 | 0.2677 | 0.28903 | 0.30635 | 0.31207 | 0.32631 | 0.32243 | 0.32087 | 0.31659 | 0 | 0.0015682 | 0.007913 | 0.018606 | 0.035067 | 0.048349 | 0.070313 | 0.091551 | 0.10315 | 0.12316 | 0.14741 | 0.16453 | 0.19844 | 0.19938 | 0.21181 | 0.20828 | 0.21629 | 0.23288 | 0.23785 | 0.19083 | 0 | 0.0021156 | 0.011471 | 0.031886 | 0.051162 | 0.072942 | 0.097352 | 0.13144 | 0.14919 | 0.18454 | 0.21507 | 0.24269 | 0.2677 | 0.28903 | 0.30635 | 0.31207 | 0.32631 | 0.32243 | 0.32087 | 0.31659
CA | C&I | Grid Interactive Water Heater | Sustained Duration | 292.3636 | 316.0311 | 339.6986 | 192.0881 | 207.638 | 223.188 | 0 | 0.0011164 | 0.0056511 | 0.013339 | 0.025251 | 0.034994 | 0.05119 | 0.067081 | 0.076099 | 0.091541 | 0.11044 | 0.12429 | 0.15121 | 0.15321 | 0.16408 | 0.16257 | 0.17044 | 0.1851 | 0.19039 | 0.15363 | 0 | 0.001506 | 0.0081921 | 0.022859 | 0.03684 | 0.052795 | 0.070874 | 0.096309 | 0.11007 | 0.13716 | 0.16113 | 0.18334 | 0.20399 | 0.2221 | 0.23732 | 0.24359 | 0.25713 | 0.25627 | 0.25684 | 0.25486
CA | C&I | HVAC - DLC | Short Duration | 294.1744 | 316.1197 | 338.0651 | 1600.9859 | 1720.419 | 1839.8521 | 0 | 0.14454 | 0.2692 | 0.36075 | 0.37779 | 0.35024 | 0.35369 | 0.36207 | 0.31046 | 0.29411 | 0.28533 | 0.26598 | 0.26107 | 0.23925 | 0.22928 | 0.21087 | 0.2139 | 0.21988 | 0.2171 | 0.19633 | 0 | 0.02333 | 0.046536 | 0.069935 | 0.070454 | 0.066711 | 0.064423 | 0.065544 | 0.06253 | 0.063776 | 0.062462 | 0.058925 | 0.056096 | 0.055157 | 0.053822 | 0.054624 | 0.052366 | 0.05029 | 0.049187 | 0.049321 | 0 | 0.14454 | 0.2692 | 0.36075 | 0.37779 | 0.35024 | 0.35369 | 0.36207 | 0.31046 | 0.29411 | 0.28533 | 0.26598 | 0.26107 | 0.23925 | 0.22928 | 0.21087 | 0.2139 | 0.21988 | 0.2171 | 0.19633 | 0 | 0.02333 | 0.046536 | 0.069935 | 0.070454 | 0.066711 | 0.064423 | 0.065544 | 0.06253 | 0.063776 | 0.062462 | 0.058925 | 0.056096 | 0.055157 | 0.053822 | 0.054624 | 0.052366 | 0.05029 | 0.049187 | 0.049321
CA | C&I | HVAC - DLC | Sustained Duration | 367.718 | 395.1497 | 422.5813 | 2004.4971 | 2154.032 | 2303.567 | 0 | 0.1156 | 0.21529 | 0.28851 | 0.30214 | 0.2801 | 0.28285 | 0.28956 | 0.24827 | 0.23519 | 0.22817 | 0.21269 | 0.20875 | 0.1913 | 0.18333 | 0.1686 | 0.17101 | 0.17579 | 0.17357 | 0.15696 | 0 | 0.018634 | 0.03717 | 0.055858 | 0.056272 | 0.053278 | 0.051449 | 0.052343 | 0.049937 | 0.050927 | 0.049876 | 0.047046 | 0.044783 | 0.044032 | 0.042964 | 0.043605 | 0.041795 | 0.040134 | 0.039251 | 0.039359
CA | C&I | Pool Pump - DLC | Short Duration | 546.0822 | 590.1522 | 634.2223 | 497.9677 | 538.1548 | 578.3419 | 0 | 0.00022277 | 0.00062672 | 0.0011978 | 0.0017607 | 0.0021566 | 0.0027029 | 0.0031 | 0.0035923 | 0.0041297 | 0.0048235 | 0.0052841 | 0.0060438 | 0.0062281 | 0.0065049 | 0.0063781 | 0.0068085 | 0.0071919 | 0.0072725 | 0.0065483 | 0 | 0.00023188 | 0.00066771 | 0.001395 | 0.0019007 | 0.0023442 | 0.0028115 | 0.003393 | 0.0038547 | 0.0045827 | 0.0052072 | 0.0057903 | 0.006291 | 0.0066354 | 0.00698 | 0.0070777 | 0.0074007 | 0.0074808 | 0.00757 | 0.0074979 | 0 | 0.00022277 | 0.00062672 | 0.0011978 | 0.0017607 | 0.0021566 | 0.0027029 | 0.0031 | 0.0035923 | 0.0041297 | 0.0048235 | 0.0052841 | 0.0060438 | 0.0062281 | 0.0065049 | 0.0063781 | 0.0068085 | 0.0071919 | 0.0072725 | 0.0065483 | 0 | 0.00023188 | 0.00066771 | 0.001395 | 0.0019007 | 0.0023442 | 0.0028115 | 0.003393 | 0.0038547 | 0.0045827 | 0.0052072 | 0.0057903 | 0.006291 | 0.0066354 | 0.00698 | 0.0070777 | 0.0074007 | 0.0074808 | 0.00757 | 0.0074979
CA | C&I | Pool Pump - DLC | Sustained Duration | 616.2928 | 666.029 | 715.7651 | 561.9921 | 607.3461 | 652.7001 | 0 | 0.00019739 | 0.00055532 | 0.0010614 | 0.0015601 | 0.0019109 | 0.002395 | 0.0027468 | 0.0031831 | 0.0036593 | 0.004274 | 0.0046821 | 0.0053553 | 0.0055186 | 0.0057639 | 0.0056515 | 0.0060329 | 0.0063726 | 0.006444 | 0.0058023 | 0 | 0.00020547 | 0.00059164 | 0.0012361 | 0.0016842 | 0.0020771 | 0.0024912 | 0.0030065 | 0.0034155 | 0.0040606 | 0.004614 | 0.0051307 | 0.0055743 | 0.0058795 | 0.0061848 | 0.0062714 | 0.0065576 | 0.0066286 | 0.0067076 | 0.0066437
CA | C&I | Smart Thermostats | Short Duration | 36.4822 | 47.079 | 57.6759 | 119.7071 | 154.4781 | 189.2491 | 0 | 0.15572 | 0.31778 | 0.4655 | 0.53261 | 0.53311 | 0.57565 | 0.62534 | 0.5649 | 0.56447 | 0.57772 | 0.56708 | 0.58129 | 0.5487 | 0.52178 | 0.47728 | 0.48212 | 0.49529 | 0.48966 | 0.44473 | 0 | 0.042926 | 0.092371 | 0.15071 | 0.16265 | 0.1634 | 0.16554 | 0.17568 | 0.17519 | 0.18485 | 0.18747 | 0.18291 | 0.17954 | 0.18228 | 0.18376 | 0.18897 | 0.17475 | 0.16561 | 0.16137 | 0.16249 | 0 | 0.15572 | 0.31778 | 0.4655 | 0.53261 | 0.53311 | 0.57565 | 0.62534 | 0.5649 | 0.56447 | 0.57772 | 0.56708 | 0.58129 | 0.5487 | 0.52178 | 0.47728 | 0.48212 | 0.49529 | 0.48966 | 0.44473 | 0 | 0.042926 | 0.092371 | 0.15071 | 0.16265 | 0.1634 | 0.16554 | 0.17568 | 0.17519 | 0.18485 | 0.18747 | 0.18291 | 0.17954 | 0.18228 | 0.18376 | 0.18897 | 0.17475 | 0.16561 | 0.16137 | 0.16249
CA | C&I | Smart Thermostats | Sustained Duration | 43.4311 | 56.0465 | 68.6618 | 142.5084 | 183.9025 | 225.2966 | 0 | 0.13081 | 0.26694 | 0.39102 | 0.44739 | 0.44781 | 0.48354 | 0.52528 | 0.47452 | 0.47415 | 0.48528 | 0.47634 | 0.48829 | 0.46091 | 0.4383 | 0.40092 | 0.40498 | 0.41604 | 0.41131 | 0.37357 | 0 | 0.036058 | 0.077592 | 0.1266 | 0.13662 | 0.13726 | 0.13905 | 0.14757 | 0.14716 | 0.15527 | 0.15748 | 0.15364 | 0.15081 | 0.15311 | 0.15436 | 0.15873 | 0.14679 | 0.13911 | 0.13555 | 0.13649
CA | C&I | Third Party | Short Duration | 1004.5056 | 1029.7617 | 1055.0177 | 1333.3354 | 1366.8591 | 1400.3829 | 0 | 0.4188 | 0.80283 | 1.0958 | 1.2375 | 1.2367 | 1.3303 | 1.3818 | 1.3379 | 1.389 | 1.4878 | 1.5415 | 1.6927 | 1.6713 | 1.7004 | 1.6594 | 1.7813 | 1.903 | 1.9357 | 1.6999 | 0 | 0.29208 | 0.58033 | 0.88902 | 0.91998 | 0.93286 | 0.94839 | 1.0127 | 0.99589 | 1.0721 | 1.1214 | 1.1694 | 1.2078 | 1.2367 | 1.2793 | 1.2981 | 1.3667 | 1.3741 | 1.3844 | 1.3716 | 0 | 0.4188 | 0.80283 | 1.0958 | 1.2375 | 1.2367 | 1.3303 | 1.3818 | 1.3379 | 1.389 | 1.4878 | 1.5415 | 1.6927 | 1.6713 | 1.7004 | 1.6594 | 1.7813 | 1.903 | 1.9357 | 1.6999 | 0 | 0.29208 | 0.58033 | 0.88902 | 0.91998 | 0.93286 | 0.94839 | 1.0127 | 0.99589 | 1.0721 | 1.1214 | 1.1694 | 1.2078 | 1.2367 | 1.2793 | 1.2981 | 1.3667 | 1.3741 | 1.3844 | 1.3716
CA | C&I | Third Party | Sustained Duration | 1081.0764 | 1108.3607 | 1135.6451 | 1412.5009 | 1448.1498 | 1483.7987 | 0 | 0.38771 | 0.74447 | 1.0165 | 1.1489 | 1.1552 | 1.2454 | 1.2957 | 1.2577 | 1.3132 | 1.4089 | 1.4698 | 1.6192 | 1.6022 | 1.6305 | 1.5948 | 1.7156 | 1.834 | 1.8674 | 1.6366 | 0 | 0.27396 | 0.5456 | 0.83734 | 0.87024 | 0.88536 | 0.90274 | 0.96735 | 0.95337 | 1.0338 | 1.086 | 1.137 | 1.179 | 1.2106 | 1.2538 | 1.2755 | 1.3451 | 1.3539 | 1.3651 | 1.3529
CA | C&I | Water Heater - DLC | Short Duration | 74.0695 | 85.0377 | 96.006 | 49.0238 | 56.2833 | 63.5427 | 0 | 0.071575 | 0.12255 | 0.14442 | 0.15967 | 0.14081 | 0.13818 | 0.12569 | 0.10111 | 0.088366 | 0.078353 | 0.064796 | 0.057184 | 0.040798 | 0.029006 | 0.024083 | 0.024623 | 0.026165 | 0.02642 | 0.020986 | 0 | 0.096557 | 0.17765 | 0.2475 | 0.23295 | 0.21243 | 0.19132 | 0.18046 | 0.14624 | 0.1324 | 0.11431 | 0.095579 | 0.077143 | 0.059143 | 0.041953 | 0.036085 | 0.037148 | 0.036227 | 0.035641 | 0.034816 | 0 | 0.071575 | 0.12255 | 0.14442 | 0.15967 | 0.14081 | 0.13818 | 0.12569 | 0.10111 | 0.088366 | 0.078353 | 0.064796 | 0.057184 | 0.040798 | 0.029006 | 0.024083 | 0.024623 | 0.026165 | 0.02642 | 0.020986 | 0 | 0.096557 | 0.17765 | 0.2475 | 0.23295 | 0.21243 | 0.19132 | 0.18046 | 0.14624 | 0.1324 | 0.11431 | 0.095579 | 0.077143 | 0.059143 | 0.041953 | 0.036085 | 0.037148 | 0.036227 | 0.035641 | 0.034816
CA | C&I | Water Heater - DLC | Sustained Duration | 107.2939 | 123.182 | 139.0701 | 71.0099 | 81.525 | 92.0402 | 0 | 0.049108 | 0.084244 | 0.099559 | 0.11049 | 0.097919 | 0.096703 | 0.08864 | 0.071951 | 0.063516 | 0.056931 | 0.04762 | 0.042528 | 0.030701 | 0.022078 | 0.01853 | 0.01919 | 0.020634 | 0.021041 | 0.016852 | 0 | 0.066248 | 0.12213 | 0.17062 | 0.16119 | 0.14773 | 0.13389 | 0.12726 | 0.10407 | 0.095168 | 0.08306 | 0.070243 | 0.057372 | 0.044506 | 0.031932 | 0.027764 | 0.028952 | 0.028568 | 0.028385 | 0.027958
CA | Irrigation | Irrigation DLC | Short Duration | 42.1207 | 49.6212 | 57.1217 |  |  |  | 0 | 0.5238 | 1.0177 | 1.6096 | 1.6202 | 1.5715 | 1.5693 | 1.5936 | 1.6325 | 1.6002 | 1.6028 | 1.579 | 1.5397 | 1.4947 | 1.6142 | 1.5794 | 1.5357 | 1.5306 | 1.5104 | 1.4768 | 0 | 4.2391e-05 | 9.6999e-05 | 8.0363e-05 | 9.6146e-05 | 9.9366e-05 | 0.00010217 | 0.00012662 | 7.8934e-05 | 7.3788e-05 | 9.5114e-05 | 9.8714e-05 | 0.00012461 | 0.00014246 | 7.8049e-05 | 7.2827e-05 | 9.7099e-05 | 9.9652e-05 | 0.00012224 | 0.00014043 | 0 | 0.5238 | 1.0177 | 1.6096 | 1.6202 | 1.5715 | 1.5693 | 1.5936 | 1.6325 | 1.6002 | 1.6028 | 1.579 | 1.5397 | 1.4947 | 1.6142 | 1.5794 | 1.5357 | 1.5306 | 1.5104 | 1.4768 | 0 | 4.2391e-05 | 9.6999e-05 | 8.0363e-05 | 9.6146e-05 | 9.9366e-05 | 0.00010217 | 0.00012662 | 7.8934e-05 | 7.3788e-05 | 9.5114e-05 | 9.8714e-05 | 0.00012461 | 0.00014246 | 7.8049e-05 | 7.2827e-05 | 9.7099e-05 | 9.9652e-05 | 0.00012224 | 0.00014043
CA | Irrigation | Irrigation DLC | Sustained Duration | 42.1207 | 49.6212 | 57.1217 |  |  |  | 0 | 0.5238 | 1.0177 | 1.6096 | 1.6202 | 1.5715 | 1.5693 | 1.5936 | 1.6325 | 1.6002 | 1.6028 | 1.579 | 1.5397 | 1.4947 | 1.6142 | 1.5794 | 1.5357 | 1.5306 | 1.5104 | 1.4768 | 0 | 4.2391e-05 | 9.6999e-05 | 8.0363e-05 | 9.6146e-05 | 9.9366e-05 | 0.00010217 | 0.00012662 | 7.8934e-05 | 7.3788e-05 | 9.5114e-05 | 9.8714e-05 | 0.00012461 | 0.00014246 | 7.8049e-05 | 7.2827e-05 | 9.7099e-05 | 9.9652e-05 | 0.00012224 | 0.00014043
ID | Residential | Battery DLC | Short Duration |  | 61.467 |  |  | 61.467 |  | 0 | 0.69443 | 1.4437 | 2.2479 | 2.3726 | 2.4973 | 3.5373 | 5.3255 | 7.3631 | 9.65 | 11.6028 | 13.805 | 16.1743 | 18.793 | 21.661 | 23.948 | 27.2326 | 29.8089 | 32.5523 | 36.5426 | 0 | 0.69443 | 1.4437 | 2.2479 | 2.3726 | 2.4973 | 3.5373 | 5.3255 | 7.3631 | 9.65 | 11.6028 | 13.805 | 16.1743 | 18.793 | 21.661 | 23.948 | 27.2326 | 29.8089 | 32.5523 | 36.5426 | 0 | 0.69443 | 1.4437 | 2.2479 | 2.3726 | 2.4973 | 3.5373 | 5.3255 | 7.3631 | 9.65 | 11.6028 | 13.805 | 16.1743 | 18.793 | 21.661 | 23.948 | 27.2326 | 29.8089 | 32.5523 | 36.5426 | 0 | 0.69443 | 1.4437 | 2.2479 | 2.3726 | 2.4973 | 3.5373 | 5.3255 | 7.3631 | 9.65 | 11.6028 | 13.805 | 16.1743 | 18.793 | 21.661 | 23.948 | 27.2326 | 29.8089 | 32.5523 | 36.5426
ID | Residential | Battery DLC | Sustained Duration |  | 62.2522 |  |  | 62.2522 |  | 0 | 0.45644 | 0.94553 | 1.4673 | 1.5415 | 1.6157 | 2.2348 | 3.2992 | 4.512 | 5.8733 | 7.0357 | 8.3465 | 9.7568 | 11.3155 | 13.0227 | 14.384 | 16.3391 | 17.8726 | 19.5056 | 21.8808 | 0 | 0.45644 | 0.94553 | 1.4673 | 1.5415 | 1.6157 | 2.2348 | 3.2992 | 4.512 | 5.8733 | 7.0357 | 8.3465 | 9.7568 | 11.3155 | 13.0227 | 14.384 | 16.3391 | 17.8726 | 19.5056 | 21.8808
ID | Residential | EV DLC | Short Duration |  | 144.4659 |  |  | 148.5286 |  | 0 | 0.011596 | 0.030682 | 0.061541 | 0.075833 | 0.086934 | 0.099035 | 0.11426 | 0.12965 | 0.1447 | 0.16167 | 0.17807 | 0.19246 | 0.21097 | 0.24022 | 0.2623 | 0.28129 | 0.30299 | 0.32462 | 0.35432 | 0 | 0.011637 | 0.031183 | 0.058346 | 0.072921 | 0.085074 | 0.097461 | 0.1107 | 0.12394 | 0.13822 | 0.15546 | 0.17268 | 0.19313 | 0.21441 | 0.22964 | 0.25056 | 0.27527 | 0.29817 | 0.32575 | 0.35281 | 0 | 0.011596 | 0.030682 | 0.061541 | 0.075833 | 0.086934 | 0.099035 | 0.11426 | 0.12965 | 0.1447 | 0.16167 | 0.17807 | 0.19246 | 0.21097 | 0.24022 | 0.2623 | 0.28129 | 0.30299 | 0.32462 | 0.35432 | 0 | 0.011637 | 0.031183 | 0.058346 | 0.072921 | 0.085074 | 0.097461 | 0.1107 | 0.12394 | 0.13822 | 0.15546 | 0.17268 | 0.19313 | 0.21441 | 0.22964 | 0.25056 | 0.27527 | 0.29817 | 0.32575 | 0.35281
ID | Residential | EV DLC | Sustained Duration |  | 144.4659 |  |  | 148.5286 |  | 0 | 0.011596 | 0.030682 | 0.061541 | 0.075833 | 0.086934 | 0.099035 | 0.11426 | 0.12965 | 0.1447 | 0.16167 | 0.17807 | 0.19246 | 0.21097 | 0.24022 | 0.2623 | 0.28129 | 0.30299 | 0.32462 | 0.35432 | 0 | 0.011637 | 0.031183 | 0.058346 | 0.072921 | 0.085074 | 0.097461 | 0.1107 | 0.12394 | 0.13822 | 0.15546 | 0.17268 | 0.19313 | 0.21441 | 0.22964 | 0.25056 | 0.27527 | 0.29817 | 0.32575 | 0.35281
ID | Residential | Grid Interactive Water Heater | Short Duration |  | 187.3678 |  |  | 82.1817 |  | 0 | 0.020907 | 0.10698 | 0.28762 | 0.41806 | 0.57154 | 0.72955 | 0.89407 | 1.0936 | 1.2498 | 1.3871 | 1.5262 | 1.6111 | 1.7245 | 1.8583 | 1.8535 | 1.7603 | 1.6713 | 1.616 | 1.6309 | 0 | 0.047827 | 0.24449 | 0.62848 | 0.96151 | 1.3244 | 1.7251 | 2.145 | 2.5574 | 3.0465 | 3.4917 | 3.9204 | 4.3504 | 4.7321 | 5.0107 | 5.2661 | 5.2532 | 5.2343 | 5.2475 | 5.2028 | 0 | 0.020907 | 0.10698 | 0.28762 | 0.41806 | 0.57154 | 0.72955 | 0.89407 | 1.0936 | 1.2498 | 1.3871 | 1.5262 | 1.6111 | 1.7245 | 1.8583 | 1.8535 | 1.7603 | 1.6713 | 1.616 | 1.6309 | 0 | 0.047827 | 0.24449 | 0.62848 | 0.96151 | 1.3244 | 1.7251 | 2.145 | 2.5574 | 3.0465 | 3.4917 | 3.9204 | 4.3504 | 4.7321 | 5.0107 | 5.2661 | 5.2532 | 5.2343 | 5.2475 | 5.2028
ID | Residential | Grid Interactive Water Heater | Sustained Duration |  | 259.8841 |  |  | 112.4609 |  | 0 | 0.014951 | 0.076678 | 0.20672 | 0.30136 | 0.41356 | 0.5301 | 0.65295 | 0.80289 | 0.92454 | 1.0356 | 1.1514 | 1.2288 | 1.3309 | 1.4501 | 1.4619 | 1.4133 | 1.3639 | 1.3346 | 1.3611 | 0 | 0.034509 | 0.17701 | 0.45673 | 0.70262 | 0.97331 | 1.276 | 1.5981 | 1.9175 | 2.3094 | 2.68 | 3.0476 | 3.4271 | 3.7734 | 4.0383 | 4.2944 | 4.3571 | 4.4042 | 4.458 | 4.4527
ID | Residential | Home Energy Management System | Short Duration |  | 2357.0693 |  |  | 1897.7902 |  | 0 | 0.0025888 | 0.0062585 | 0.010972 | 0.012719 | 0.014754 | 0.01698 | 0.0193 | 0.021531 | 0.023397 | 0.024721 | 0.025526 | 0.025909 | 0.026069 | 0.025922 | 0.02578 | 0.025642 | 0.02543 | 0.025325 | 0.025325 | 0 | 0.0033773 | 0.0079715 | 0.013892 | 0.015651 | 0.017726 | 0.020061 | 0.022407 | 0.025003 | 0.026791 | 0.028029 | 0.028709 | 0.028908 | 0.028758 | 0.028969 | 0.028573 | 0.02825 | 0.027976 | 0.027704 | 0.027394 | 0 | 0.0025888 | 0.0062585 | 0.010972 | 0.012719 | 0.014754 | 0.01698 | 0.0193 | 0.021531 | 0.023397 | 0.024721 | 0.025526 | 0.025909 | 0.026069 | 0.025922 | 0.02578 | 0.025642 | 0.02543 | 0.025325 | 0.025325 | 0 | 0.0033773 | 0.0079715 | 0.013892 | 0.015651 | 0.017726 | 0.020061 | 0.022407 | 0.025003 | 0.026791 | 0.028029 | 0.028709 | 0.028908 | 0.028758 | 0.028969 | 0.028573 | 0.02825 | 0.027976 | 0.027704 | 0.027394
ID | Residential | Home Energy Management System | Sustained Duration |  | 978.2215 |  |  | 1069.3056 |  | 0 | 0.0057636 | 0.014333 | 0.02602 | 0.031069 | 0.037111 | 0.043625 | 0.0504 | 0.056933 | 0.062568 | 0.066628 | 0.069288 | 0.070715 | 0.071588 | 0.071338 | 0.07127 | 0.071066 | 0.070623 | 0.070485 | 0.070781 | 0 | 0.0055553 | 0.013472 | 0.024109 | 0.028225 | 0.033003 | 0.038329 | 0.043721 | 0.049197 | 0.053572 | 0.056748 | 0.058618 | 0.059659 | 0.059779 | 0.06001 | 0.059677 | 0.0593 | 0.058969 | 0.058702 | 0.058262
ID | Residential | HVAC - DLC | Short Duration |  | 101.1475 |  |  | 52.1074 |  | 0 | 1.6296 | 3.2236 | 5.1558 | 5.0526 | 5.0354 | 5.116 | 5.2649 | 5.4644 | 5.4518 | 5.3591 | 5.5301 | 5.4515 | 5.4193 | 5.8793 | 6.0083 | 5.7337 | 5.8567 | 5.9293 | 6.23 | 0 | 3.2066 | 6.5978 | 10.048 | 9.5476 | 9.5347 | 9.3435 | 9.363 | 9.737 | 9.1643 | 9.2027 | 9.3037 | 9.2163 | 9.5499 | 9.8192 | 9.4468 | 9.5271 | 9.4764 | 9.5882 | 10.1259 | 0 | 1.6296 | 3.2236 | 5.1558 | 5.0526 | 5.0354 | 5.116 | 5.2649 | 5.4644 | 5.4518 | 5.3591 | 5.5301 | 5.4515 | 5.4193 | 5.8793 | 6.0083 | 5.7337 | 5.8567 | 5.9293 | 6.23 | 0 | 3.2066 | 6.5978 | 10.048 | 9.5476 | 9.5347 | 9.3435 | 9.363 | 9.737 | 9.1643 | 9.2027 | 9.3037 | 9.2163 | 9.5499 | 9.8192 | 9.4468 | 9.5271 | 9.4764 | 9.5882 | 10.1259
ID | Residential | HVAC - DLC | Sustained Duration |  | 206.5454 |  |  | 86.6298 |  | 0 | 0.79945 | 1.5803 | 2.5257 | 2.4731 | 2.4623 | 2.4991 | 2.5691 | 2.6639 | 2.6556 | 2.6088 | 2.6911 | 2.6525 | 2.6368 | 2.8608 | 2.9239 | 2.7906 | 2.8508 | 2.8865 | 3.0332 | 0 | 1.9287 | 3.9685 | 6.0438 | 5.7428 | 5.7351 | 5.6201 | 5.6318 | 5.8567 | 5.5123 | 5.5354 | 5.5961 | 5.5436 | 5.7442 | 5.9062 | 5.6822 | 5.7305 | 5.7 | 5.7672 | 6.0907
ID | Residential | Pool Pump - DLC | Short Duration |  | 491.0819 |  |  | 504.4972 |  | 0 | 0.0015792 | 0.0039286 | 0.007288 | 0.0083198 | 0.0092058 | 0.010101 | 0.011214 | 0.012235 | 0.013081 | 0.013952 | 0.014656 | 0.014941 | 0.015373 | 0.01647 | 0.016956 | 0.016898 | 0.016504 | 0.016127 | 0.01615 | 0 | 0.0015847 | 0.0039927 | 0.0069097 | 0.0080003 | 0.009009 | 0.0099402 | 0.010864 | 0.011696 | 0.012496 | 0.013416 | 0.014212 | 0.014993 | 0.015624 | 0.015745 | 0.016197 | 0.016537 | 0.016242 | 0.016183 | 0.016081 | 0 | 0.0015792 | 0.0039286 | 0.007288 | 0.0083198 | 0.0092058 | 0.010101 | 0.011214 | 0.012235 | 0.013081 | 0.013952 | 0.014656 | 0.014941 | 0.015373 | 0.01647 | 0.016956 | 0.016898 | 0.016504 | 0.016127 | 0.01615 | 0 | 0.0015847 | 0.0039927 | 0.0069097 | 0.0080003 | 0.009009 | 0.0099402 | 0.010864 | 0.011696 | 0.012496 | 0.013416 | 0.014212 | 0.014993 | 0.015624 | 0.015745 | 0.016197 | 0.016537 | 0.016242 | 0.016183 | 0.016081
ID | Residential | Pool Pump - DLC | Sustained Duration |  | 554.221 |  |  | 569.3611 |  | 0 | 0.0013993 | 0.003481 | 0.0064577 | 0.0073719 | 0.0081571 | 0.0089501 | 0.0099361 | 0.010841 | 0.011591 | 0.012363 | 0.012986 | 0.013239 | 0.013622 | 0.014594 | 0.015025 | 0.014973 | 0.014624 | 0.01429 | 0.01431 | 0 | 0.0014042 | 0.0035378 | 0.0061225 | 0.0070888 | 0.0079826 | 0.0088078 | 0.0096264 | 0.010364 | 0.011072 | 0.011888 | 0.012593 | 0.013285 | 0.013844 | 0.013951 | 0.014352 | 0.014653 | 0.014391 | 0.01434 | 0.014249
ID | Residential | Water Heater - DLC | Short Duration |  | 88.2625 |  |  | 39.7328 |  | 0 | 0.6165 | 1.1536 | 1.654 | 1.4876 | 1.3625 | 1.2229 | 1.0854 | 0.97922 | 0.84114 | 0.70733 | 0.58729 | 0.46082 | 0.35476 | 0.25863 | 0.21979 | 0.20828 | 0.1974 | 0.19 | 0.19083 | 0 | 1.3817 | 2.5829 | 3.5426 | 3.3482 | 3.0898 | 2.8309 | 2.5524 | 2.251 | 2.0166 | 1.7527 | 1.4871 | 1.228 | 0.96251 | 0.69086 | 0.61957 | 0.61638 | 0.61287 | 0.61213 | 0.6049 | 0 | 0.6165 | 1.1536 | 1.654 | 1.4876 | 1.3625 | 1.2229 | 1.0854 | 0.97922 | 0.84114 | 0.70733 | 0.58729 | 0.46082 | 0.35476 | 0.25863 | 0.21979 | 0.20828 | 0.1974 | 0.19 | 0.19083 | 0 | 1.3817 | 2.5829 | 3.5426 | 3.3482 | 3.0898 | 2.8309 | 2.5524 | 2.251 | 2.0166 | 1.7527 | 1.4871 | 1.228 | 0.96251 | 0.69086 | 0.61957 | 0.61638 | 0.61287 | 0.61213 | 0.6049
ID | Residential | Water Heater - DLC | Sustained Duration |  | 127.2277 |  |  | 56.7378 |  | 0 | 0.42475 | 0.79683 | 1.1461 | 1.0346 | 0.95208 | 0.85919 | 0.76781 | 0.69793 | 0.60552 | 0.51531 | 0.43376 | 0.34521 | 0.26986 | 0.19961 | 0.17206 | 0.16661 | 0.16106 | 0.15736 | 0.1602 | 0 | 0.95675 | 1.7959 | 2.4751 | 2.3549 | 2.1894 | 2.0234 | 1.843 | 1.6414 | 1.4925 | 1.3188 | 1.1382 | 0.95661 | 0.76203 | 0.55483 | 0.50537 | 0.51334 | 0.51946 | 0.52524 | 0.52399
ID | C&I | Battery DLC | Short Duration |  | 60.706 |  |  | 60.706 |  | 0 | 0.22743 | 0.5612 | 1.2671 | 1.6925 | 2.5431 | 3.6596 | 4.9622 | 6.1584 | 7.2749 | 8.418 | 9.7472 | 10.9966 | 12.2992 | 13.4688 | 14.3727 | 15.4094 | 16.4462 | 17.4032 | 18.5197 | 0 | 0.22743 | 0.5612 | 1.2671 | 1.6925 | 2.5431 | 3.6596 | 4.9622 | 6.1584 | 7.2749 | 8.418 | 9.7472 | 10.9966 | 12.2992 | 13.4688 | 14.3727 | 15.4094 | 16.4462 | 17.4032 | 18.5197 | 0 | 0.22743 | 0.5612 | 1.2671 | 1.6925 | 2.5431 | 3.6596 | 4.9622 | 6.1584 | 7.2749 | 8.418 | 9.7472 | 10.9966 | 12.2992 | 13.4688 | 14.3727 | 15.4094 | 16.4462 | 17.4032 | 18.5197 | 0 | 0.22743 | 0.5612 | 1.2671 | 1.6925 | 2.5431 | 3.6596 | 4.9622 | 6.1584 | 7.2749 | 8.418 | 9.7472 | 10.9966 | 12.2992 | 13.4688 | 14.3727 | 15.4094 | 16.4462 | 17.4032 | 18.5197
ID | C&I | Battery DLC | Sustained Duration |  | 61.2048 |  |  | 61.2048 |  | 0 | 0.14178 | 0.34263 | 0.75024 | 0.98653 | 1.4591 | 2.0794 | 2.8031 | 3.4676 | 4.0879 | 4.723 | 5.4614 | 6.1555 | 6.8792 | 7.529 | 8.0311 | 8.6071 | 9.183 | 9.7147 | 10.335 | 0 | 0.14178 | 0.34263 | 0.75024 | 0.98653 | 1.4591 | 2.0794 | 2.8031 | 3.4676 | 4.0879 | 4.723 | 5.4614 | 6.1555 | 6.8792 | 7.529 | 8.0311 | 8.6071 | 9.183 | 9.7147 | 10.335
ID | C&I | Grid Interactive Water Heater | Short Duration |  | 1161.8958 |  |  | 665.4224 |  | 0 | 0.0032888 | 0.016621 | 0.038897 | 0.073212 | 0.10074 | 0.14608 | 0.19206 | 0.21409 | 0.25594 | 0.30598 | 0.34259 | 0.41408 | 0.41892 | 0.4469 | 0.43577 | 0.46059 | 0.49855 | 0.51287 | 0.41345 | 0 | 0.0052015 | 0.028059 | 0.074063 | 0.12268 | 0.17628 | 0.23715 | 0.32274 | 0.34478 | 0.43468 | 0.51271 | 0.58514 | 0.6549 | 0.7072 | 0.71971 | 0.74011 | 0.80595 | 0.80936 | 0.81114 | 0.79644 | 0 | 0.0032888 | 0.016621 | 0.038897 | 0.073212 | 0.10074 | 0.14608 | 0.19206 | 0.21409 | 0.25594 | 0.30598 | 0.34259 | 0.41408 | 0.41892 | 0.4469 | 0.43577 | 0.46059 | 0.49855 | 0.51287 | 0.41345 | 0 | 0.0052015 | 0.028059 | 0.074063 | 0.12268 | 0.17628 | 0.23715 | 0.32274 | 0.34478 | 0.43468 | 0.51271 | 0.58514 | 0.6549 | 0.7072 | 0.71971 | 0.74011 | 0.80595 | 0.80936 | 0.81114 | 0.79644
ID | C&I | Grid Interactive Water Heater | Sustained Duration |  | 1613.9787 |  |  | 924.3543 |  | 0 | 0.0023421 | 0.011871 | 0.027878 | 0.052685 | 0.072832 | 0.10618 | 0.14042 | 0.15751 | 0.1896 | 0.22838 | 0.25772 | 0.31408 | 0.32032 | 0.34436 | 0.33821 | 0.3607 | 0.3936 | 0.40762 | 0.33037 | 0 | 0.0037042 | 0.02004 | 0.053082 | 0.08828 | 0.12744 | 0.17237 | 0.23596 | 0.25366 | 0.32201 | 0.38267 | 0.44019 | 0.49673 | 0.54075 | 0.55456 | 0.5744 | 0.63117 | 0.63898 | 0.64468 | 0.6364
ID | C&I | HVAC - DLC | Short Duration |  | 1260.1645 |  |  | 1539.6083 |  | 0 | 0.28146 | 0.50908 | 0.65681 | 0.73596 | 0.69376 | 0.71426 | 0.73093 | 0.6434 | 0.618 | 0.6042 | 0.58543 | 0.60128 | 0.53929 | 0.52413 | 0.48293 | 0.50173 | 0.53068 | 0.55636 | 0.47519 | 0 | 0.18938 | 0.38818 | 0.58106 | 0.60228 | 0.57909 | 0.57913 | 0.5977 | 0.58118 | 0.60612 | 0.60634 | 0.58408 | 0.57783 | 0.58762 | 0.57682 | 0.59992 | 0.58124 | 0.58345 | 0.58943 | 0.60016 | 0 | 0.28146 | 0.50908 | 0.65681 | 0.73596 | 0.69376 | 0.71426 | 0.73093 | 0.6434 | 0.618 | 0.6042 | 0.58543 | 0.60128 | 0.53929 | 0.52413 | 0.48293 | 0.50173 | 0.53068 | 0.55636 | 0.47519 | 0 | 0.18938 | 0.38818 | 0.58106 | 0.60228 | 0.57909 | 0.57913 | 0.5977 | 0.58118 | 0.60612 | 0.60634 | 0.58408 | 0.57783 | 0.58762 | 0.57682 | 0.59992 | 0.58124 | 0.58345 | 0.58943 | 0.60016
ID | C&I | HVAC - DLC | Sustained Duration |  | 1575.2057 |  |  | 1938.7041 |  | 0 | 0.22386 | 0.40476 | 0.52207 | 0.58518 | 0.5513 | 0.56757 | 0.58106 | 0.51121 | 0.4909 | 0.47983 | 0.46467 | 0.47718 | 0.42774 | 0.41575 | 0.38292 | 0.39775 | 0.42077 | 0.44132 | 0.37689 | 0 | 0.15036 | 0.30828 | 0.46145 | 0.47836 | 0.45984 | 0.45991 | 0.4747 | 0.46168 | 0.48151 | 0.48166 | 0.46386 | 0.45889 | 0.46677 | 0.45816 | 0.47662 | 0.46162 | 0.46343 | 0.46824 | 0.47687
ID | C&I | Pool Pump - DLC | Short Duration |  | 1383.9352 |  |  | 1261.9019 |  | 0 | 0.00055167 | 0.0014799 | 0.0027119 | 0.0038403 | 0.0044377 | 0.0052741 | 0.0059677 | 0.0068168 | 0.0077534 | 0.0089934 | 0.0097895 | 0.011138 | 0.011413 | 0.011836 | 0.011493 | 0.012153 | 0.012719 | 0.012752 | 0.011409 | 0 | 0.00057423 | 0.0015767 | 0.0031584 | 0.0041458 | 0.0048236 | 0.0054859 | 0.0065318 | 0.0073147 | 0.0086039 | 0.0097087 | 0.010727 | 0.011593 | 0.01216 | 0.0127 | 0.012754 | 0.01321 | 0.01323 | 0.013273 | 0.013064 | 0 | 0.00055167 | 0.0014799 | 0.0027119 | 0.0038403 | 0.0044377 | 0.0052741 | 0.0059677 | 0.0068168 | 0.0077534 | 0.0089934 | 0.0097895 | 0.011138 | 0.011413 | 0.011836 | 0.011493 | 0.012153 | 0.012719 | 0.012752 | 0.011409 | 0 | 0.00057423 | 0.0015767 | 0.0031584 | 0.0041458 | 0.0048236 | 0.0054859 | 0.0065318 | 0.0073147 | 0.0086039 | 0.0097087 | 0.010727 | 0.011593 | 0.01216 | 0.0127 | 0.012754 | 0.01321 | 0.01323 | 0.013273 | 0.013064
ID | C&I | Pool Pump - DLC | Sustained Duration |  | 1561.8697 |  |  | 1424.1465 |  | 0 | 0.00048882 | 0.0013113 | 0.002403 | 0.0034028 | 0.0039321 | 0.0046732 | 0.0052878 | 0.0060402 | 0.0068701 | 0.0079688 | 0.0086743 | 0.0098689 | 0.010113 | 0.010487 | 0.010184 | 0.010769 | 0.01127 | 0.011299 | 0.010109 | 0 | 0.00050881 | 0.0013971 | 0.0027986 | 0.0036735 | 0.0042741 | 0.0048609 | 0.0057876 | 0.0064814 | 0.0076237 | 0.0086027 | 0.0095053 | 0.010273 | 0.010774 | 0.011253 | 0.011301 | 0.011705 | 0.011723 | 0.011761 | 0.011575
ID | C&I | Smart Thermostats | Short Duration |  | 169.2194 |  |  | 1106.8676 |  | 0 | 0.46248 | 0.91013 | 1.2616 | 1.5287 | 1.5243 | 1.6526 | 1.7777 | 1.6253 | 1.6289 | 1.6151 | 1.5614 | 1.593 | 1.4081 | 1.3572 | 1.2316 | 1.2547 | 1.3078 | 1.3553 | 1.1382 | 0 | 0.059574 | 0.13151 | 0.21071 | 0.23379 | 0.23645 | 0.24588 | 0.26158 | 0.2606 | 0.27809 | 0.2838 | 0.27814 | 0.27989 | 0.28889 | 0.28664 | 0.30109 | 0.29246 | 0.29407 | 0.29707 | 0.30204 | 0 | 0.46248 | 0.91013 | 1.2616 | 1.5287 | 1.5243 | 1.6526 | 1.7777 | 1.6253 | 1.6289 | 1.6151 | 1.5614 | 1.593 | 1.4081 | 1.3572 | 1.2316 | 1.2547 | 1.3078 | 1.3553 | 1.1382 | 0 | 0.059574 | 0.13151 | 0.21071 | 0.23379 | 0.23645 | 0.24588 | 0.26158 | 0.2606 | 0.27809 | 0.2838 | 0.27814 | 0.27989 | 0.28889 | 0.28664 | 0.30109 | 0.29246 | 0.29407 | 0.29707 | 0.30204
ID | C&I | Smart Thermostats | Sustained Duration |  | 201.4517 |  |  | 1317.6995 |  | 0 | 0.38849 | 0.76451 | 1.0598 | 1.2841 | 1.2804 | 1.3881 | 1.4933 | 1.3652 | 1.3683 | 1.3567 | 1.3115 | 1.3382 | 1.1828 | 1.1401 | 1.0345 | 1.054 | 1.0986 | 1.1384 | 0.95612 | 0 | 0.050042 | 0.11047 | 0.17699 | 0.19639 | 0.19862 | 0.20654 | 0.21973 | 0.2189 | 0.23359 | 0.23839 | 0.23364 | 0.23511 | 0.24266 | 0.24078 | 0.25291 | 0.24566 | 0.24702 | 0.24954 | 0.25372
ID | C&I | Third Party | Short Duration |  | 1383.7555 |  |  | 2390.2079 |  | 0 | 1.8243 | 3.4571 | 4.628 | 5.4158 | 5.4086 | 5.872 | 6.176 | 5.8793 | 6.0578 | 6.3988 | 6.6184 | 7.2867 | 6.9916 | 7.0976 | 6.8511 | 7.3565 | 7.9201 | 8.233 | 6.9578 | 0 | 0.94349 | 1.8997 | 2.9349 | 3.0862 | 3.1631 | 3.2448 | 3.5059 | 3.3979 | 3.6388 | 3.7853 | 3.923 | 4.0323 | 4.0963 | 4.1871 | 4.2237 | 4.499 | 4.5393 | 4.5994 | 4.5507 | 0 | 1.8243 | 3.4571 | 4.628 | 5.4158 | 5.4086 | 5.872 | 6.176 | 5.8793 | 6.0578 | 6.3988 | 6.6184 | 7.2867 | 6.9916 | 7.0976 | 6.8511 | 7.3565 | 7.9201 | 8.233 | 6.9578 | 0 | 0.94349 | 1.8997 | 2.9349 | 3.0862 | 3.1631 | 3.2448 | 3.5059 | 3.3979 | 3.6388 | 3.7853 | 3.923 | 4.0323 | 4.0963 | 4.1871 | 4.2237 | 4.499 | 4.5393 | 4.5994 | 4.5507
ID | C&I | Third Party | Sustained Duration |  | 1423.9129 |  |  | 2320.1893 |  | 0 | 1.7716 | 3.3658 | 4.5091 | 5.2593 | 5.2809 | 5.7313 | 6.0074 | 5.726 | 5.9028 | 6.2302 | 6.4652 | 7.1134 | 6.8338 | 6.9193 | 6.6855 | 7.1826 | 7.7228 | 8.0114 | 6.7687 | 0 | 0.97188 | 1.9591 | 3.0263 | 3.1871 | 3.269 | 3.3542 | 3.6213 | 3.5076 | 3.7636 | 3.9184 | 4.0632 | 4.1785 | 4.2445 | 4.3347 | 4.3781 | 4.6563 | 4.6941 | 4.7515 | 4.6995
ID | C&I | Water Heater - DLC | Short Duration |  | 539.0153 |  |  | 310.9547 |  | 0 | 0.12365 | 0.2152 | 0.25598 | 0.28632 | 0.25492 | 0.25192 | 0.23335 | 0.18699 | 0.16398 | 0.14495 | 0.11965 | 0.10501 | 0.074735 | 0.052802 | 0.042995 | 0.04404 | 0.046327 | 0.046463 | 0.036621 | 0 | 0.19557 | 0.36329 | 0.4874 | 0.47976 | 0.44607 | 0.40897 | 0.39213 | 0.30114 | 0.27849 | 0.24289 | 0.20436 | 0.16608 | 0.12617 | 0.085035 | 0.073022 | 0.077062 | 0.075208 | 0.073484 | 0.070544 | 0 | 0.12365 | 0.2152 | 0.25598 | 0.28632 | 0.25492 | 0.25192 | 0.23335 | 0.18699 | 0.16398 | 0.14495 | 0.11965 | 0.10501 | 0.074735 | 0.052802 | 0.042995 | 0.04404 | 0.046327 | 0.046463 | 0.036621 | 0 | 0.19557 | 0.36329 | 0.4874 | 0.47976 | 0.44607 | 0.40897 | 0.39213 | 0.30114 | 0.27849 | 0.24289 | 0.20436 | 0.16608 | 0.12617 | 0.085035 | 0.073022 | 0.077062 | 0.075208 | 0.073484 | 0.070544
ID | C&I | Water Heater - DLC | Sustained Duration |  | 781.7495 |  |  | 450.968 |  | 0 | 0.084856 | 0.14791 | 0.17631 | 0.19777 | 0.17671 | 0.17542 | 0.16339 | 0.13179 | 0.11639 | 0.10367 | 0.086262 | 0.076357 | 0.054811 | 0.039053 | 0.032056 | 0.03316 | 0.035202 | 0.035584 | 0.028229 | 0 | 0.13421 | 0.24969 | 0.33571 | 0.33138 | 0.30922 | 0.28478 | 0.27457 | 0.21224 | 0.19767 | 0.17371 | 0.14733 | 0.12076 | 0.092531 | 0.062892 | 0.054444 | 0.058024 | 0.057147 | 0.056279 | 0.054378
ID | Irrigation | Irrigation DLC | Short Duration |  | 65.205 |  |  |  |  | 0 | -0.38821 | -3.5997 | 4.9691 | 6.5359 | 2.2716 | 2.2836 | 4.7666 | 8.7619 | 5.909 | 6.5412 | 4.5798 | 1.1641 | -2.7455 | 9.4746 | 6.7208 | 3.0833 | 3.3963 | 2.4607 | 0.15094 | 0 | 0.0023302 | 0.0041643 | -0.002017 | -0.00047218 | -0.00013633 | 0.00014867 | 0.0025202 | -0.0020764 | -0.0025619 | -0.00047186 | -0.00010014 | 0.0024558 | 0.0042457 | -0.002042 | -0.0025244 | -8.5012e-05 | 0.00022111 | 0.0025608 | 0.0044892 | 0 | -0.38821 | -3.5997 | 4.9691 | 6.5359 | 2.2716 | 2.2836 | 4.7666 | 8.7619 | 5.909 | 6.5412 | 4.5798 | 1.1641 | -2.7455 | 9.4746 | 6.7208 | 3.0833 | 3.3963 | 2.4607 | 0.15094 | 0 | 0.0023302 | 0.0041643 | -0.002017 | -0.00047218 | -0.00013633 | 0.00014867 | 0.0025202 | -0.0020764 | -0.0025619 | -0.00047186 | -0.00010014 | 0.0024558 | 0.0042457 | -0.002042 | -0.0025244 | -8.5012e-05 | 0.00022111 | 0.0025608 | 0.0044892
ID | Irrigation | Irrigation DLC | Sustained Duration |  | 65.205 |  |  |  |  | 0 | -0.38821 | -3.5997 | 4.9691 | 6.5359 | 2.2716 | 2.2836 | 4.7666 | 8.7619 | 5.909 | 6.5412 | 4.5798 | 1.1641 | -2.7455 | 9.4746 | 6.7208 | 3.0833 | 3.3963 | 2.4607 | 0.15094 | 0 | 0.0023302 | 0.0041643 | -0.002017 | -0.00047218 | -0.00013633 | 0.00014867 | 0.0025202 | -0.0020764 | -0.0025619 | -0.00047186 | -0.00010014 | 0.0024558 | 0.0042457 | -0.002042 | -0.0025244 | -8.5012e-05 | 0.00022111 | 0.0025608 | 0.0044892
OR | Residential | Battery DLC | Short Duration | 36.5516 | 49.0516 | 61.5516 | 36.5516 | 49.0516 | 61.5516 | 0 | 2.3101 | 4.9669 | 7.9703 | 8.5042 | 9.0242 | 9.6403 | 10.3935 | 11.27 | 14.5696 | 18.5396 | 24.6042 | 29.8203 | 38.0896 | 44.4696 | 51.6842 | 59.5838 | 68.5645 | 78.627 | 87.4984 | 0 | 2.3101 | 4.9669 | 7.9703 | 8.5042 | 9.0242 | 9.6403 | 10.3935 | 11.27 | 14.5696 | 18.5396 | 24.6042 | 29.8203 | 38.0896 | 44.4696 | 51.6842 | 59.5838 | 68.5645 | 78.627 | 87.4984 | 0 | 2.3101 | 4.9669 | 7.9703 | 8.5042 | 9.0242 | 9.6403 | 10.3935 | 11.27 | 14.5696 | 18.5396 | 24.6042 | 29.8203 | 38.0896 | 44.4696 | 51.6842 | 59.5838 | 68.5645 | 78.627 | 87.4984 | 0 | 2.3101 | 4.9669 | 7.9703 | 8.5042 | 9.0242 | 9.6403 | 10.3935 | 11.27 | 14.5696 | 18.5396 | 24.6042 | 29.8203 | 38.0896 | 44.4696 | 51.6842 | 59.5838 | 68.5645 | 78.627 | 87.4984
OR | Residential | Battery DLC | Sustained Duration | 37.1722 | 49.6722 | 62.1722 | 37.1722 | 49.6722 | 62.1722 | 0 | 1.6501 | 3.5478 | 5.6931 | 6.0744 | 6.4459 | 6.8859 | 7.4239 | 8.05 | 10.4069 | 13.2426 | 17.5744 | 21.3002 | 27.2068 | 31.764 | 36.9173 | 42.5599 | 48.9746 | 56.1621 | 62.4988 | 0 | 1.6501 | 3.5478 | 5.6931 | 6.0744 | 6.4459 | 6.8859 | 7.4239 | 8.05 | 10.4069 | 13.2426 | 17.5744 | 21.3002 | 27.2068 | 31.764 | 36.9173 | 42.5599 | 48.9746 | 56.1621 | 62.4988
OR | Residential | EV DLC | Short Duration | 131.9054 | 143.2277 | 154.5499 | 133.4788 | 144.9361 | 156.3933 | 0 | 0.11996 | 0.33057 | 0.71005 | 0.90357 | 1.1267 | 1.4063 | 1.7862 | 2.2283 | 2.7264 | 3.3127 | 3.931 | 4.5363 | 5.2856 | 6.3864 | 7.3324 | 8.2346 | 9.2629 | 10.3216 | 11.7305 | 0 | 0.1227 | 0.34269 | 0.68306 | 0.88157 | 1.1218 | 1.4066 | 1.7586 | 2.1621 | 2.6442 | 3.232 | 3.8742 | 4.6397 | 5.4794 | 6.1966 | 7.1114 | 8.1991 | 9.2649 | 10.5569 | 11.8873 | 0 | 0.11996 | 0.33057 | 0.71005 | 0.90357 | 1.1267 | 1.4063 | 1.7862 | 2.2283 | 2.7264 | 3.3127 | 3.931 | 4.5363 | 5.2856 | 6.3864 | 7.3324 | 8.2346 | 9.2629 | 10.3216 | 11.7305 | 0 | 0.1227 | 0.34269 | 0.68306 | 0.88157 | 1.1218 | 1.4066 | 1.7586 | 2.1621 | 2.6442 | 3.232 | 3.8742 | 4.6397 | 5.4794 | 6.1966 | 7.1114 | 8.1991 | 9.2649 | 10.5569 | 11.8873
OR | Residential | EV DLC | Sustained Duration | 131.9054 | 143.2277 | 154.5499 | 133.4788 | 144.9361 | 156.3933 | 0 | 0.11996 | 0.33057 | 0.71005 | 0.90357 | 1.1267 | 1.4063 | 1.7862 | 2.2283 | 2.7264 | 3.3127 | 3.931 | 4.5363 | 5.2856 | 6.3864 | 7.3324 | 8.2346 | 9.2629 | 10.3216 | 11.7305 | 0 | 0.1227 | 0.34269 | 0.68306 | 0.88157 | 1.1218 | 1.4066 | 1.7586 | 2.1621 | 2.6442 | 3.232 | 3.8742 | 4.6397 | 5.4794 | 6.1966 | 7.1114 | 8.1991 | 9.2649 | 10.5569 | 11.8873
OR | Residential | Grid Interactive Water Heater | Short Duration | 90.8375 | 100.0602 | 109.2829 | 39.8573 | 43.9039 | 47.9506 | 0 | 3.1745 | 7.5728 | 13.3964 | 14.5635 | 15.9328 | 16.9667 | 17.8457 | 19.1276 | 19.4833 | 19.5404 | 19.594 | 18.9836 | 18.7621 | 18.7656 | 18.2689 | 17.4328 | 16.615 | 15.9737 | 16.024 | 0 | 7.271 | 17.3404 | 29.3469 | 33.6114 | 37.0698 | 40.3101 | 43.0441 | 44.9861 | 47.7354 | 49.3336 | 50.3839 | 51.2261 | 51.372 | 50.4269 | 51.6642 | 51.5279 | 51.2962 | 51.1935 | 50.5352 | 0 | 3.1745 | 7.5728 | 13.3964 | 14.5635 | 15.9328 | 16.9667 | 17.8457 | 19.1276 | 19.4833 | 19.5404 | 19.594 | 18.9836 | 18.7621 | 18.7656 | 18.2689 | 17.4328 | 16.615 | 15.9737 | 16.024 | 0 | 7.271 | 17.3404 | 29.3469 | 33.6114 | 37.0698 | 40.3101 | 43.0441 | 44.9861 | 47.7354 | 49.3336 | 50.3839 | 51.2261 | 51.372 | 50.4269 | 51.6642 | 51.5279 | 51.2962 | 51.1935 | 50.5352
OR | Residential | Grid Interactive Water Heater | Sustained Duration | 126.0155 | 138.8099 | 151.6042 | 54.5608 | 60.1004 | 65.6399 | 0 | 2.2711 | 5.4318 | 9.6382 | 10.5121 | 11.5465 | 12.3504 | 13.0599 | 14.0763 | 14.442 | 14.605 | 14.7889 | 14.4752 | 14.466 | 14.6209 | 14.3803 | 13.9371 | 13.4728 | 13.1135 | 13.301 | 0 | 5.2504 | 12.5694 | 21.3606 | 24.6108 | 27.3069 | 29.8943 | 32.1629 | 33.8373 | 36.2847 | 37.9214 | 39.1869 | 40.3411 | 40.9238 | 40.5783 | 42.0468 | 42.5756 | 42.9285 | 43.2864 | 43.0672
OR | Residential | Home Energy Management System | Short Duration | 37.7349 | 43.4806 | 49.2263 | 74.6372 | 86.0018 | 97.3665 | 0 | 0.9975 | 2.5465 | 4.5714 | 5.7269 | 7.1222 | 8.8668 | 10.9437 | 11.3764 | 13.276 | 14.6791 | 15.9374 | 17.3507 | 17.6964 | 16.3643 | 17.4665 | 17.8838 | 18.6087 | 19.6763 | 20.0331 | 0 | 0.46736 | 1.2275 | 2.4758 | 2.8909 | 3.539 | 4.1534 | 4.9743 | 6.0749 | 6.506 | 6.7346 | 7.1701 | 7.1469 | 7.2926 | 7.811 | 7.6367 | 7.3017 | 7.1212 | 7.2493 | 7.3804 | 0 | 0.9975 | 2.5465 | 4.5714 | 5.7269 | 7.1222 | 8.8668 | 10.9437 | 11.3764 | 13.276 | 14.6791 | 15.9374 | 17.3507 | 17.6964 | 16.3643 | 17.4665 | 17.8838 | 18.6087 | 19.6763 | 20.0331 | 0 | 0.46736 | 1.2275 | 2.4758 | 2.8909 | 3.539 | 4.1534 | 4.9743 | 6.0749 | 6.506 | 6.7346 | 7.1701 | 7.1469 | 7.2926 | 7.811 | 7.6367 | 7.3017 | 7.1212 | 7.2493 | 7.3804
OR | Residential | Home Energy Management System | Sustained Duration | 73.0402 | 84.1617 | 95.2832 | 140.9812 | 162.4478 | 183.9144 | 0 | 0.5153 | 1.3153 | 2.3649 | 2.9589 | 3.6762 | 4.568 | 5.625 | 5.8686 | 6.8333 | 7.5458 | 8.1807 | 8.8869 | 9.0633 | 8.4054 | 8.9515 | 9.1583 | 9.5159 | 10.0442 | 10.2236 | 0 | 0.24933 | 0.65246 | 1.3078 | 1.5305 | 1.8713 | 2.1973 | 2.6257 | 3.1918 | 3.4238 | 3.5509 | 3.7749 | 3.7693 | 3.8433 | 4.1008 | 4.0151 | 3.8494 | 3.7602 | 3.8237 | 3.8879
OR | Residential | HVAC - DLC | Short Duration | 85.2441 | 92.2899 | 99.3357 | 35.2856 | 38.2021 | 41.1186 | 0 | 16.7401 | 31.6661 | 42.276 | 39.3842 | 35.8043 | 32.2392 | 28.6797 | 21.6022 | 18.7028 | 16.0417 | 14.4558 | 13.9894 | 13.4381 | 12.101 | 12.8071 | 13.0718 | 13.5803 | 14.3363 | 14.56 | 0 | 35.5728 | 69.846 | 107.5902 | 97.228 | 92.523 | 85.4542 | 82.4 | 83.5226 | 76.8535 | 71.1036 | 70.4953 | 67.4468 | 67.5671 | 71.9291 | 70.1923 | 67.0912 | 65.4772 | 66.7656 | 68.091 | 0 | 16.7401 | 31.6661 | 42.276 | 39.3842 | 35.8043 | 32.2392 | 28.6797 | 21.6022 | 18.7028 | 16.0417 | 14.4558 | 13.9894 | 13.4381 | 12.101 | 12.8071 | 13.0718 | 13.5803 | 14.3363 | 14.56 | 0 | 35.5728 | 69.846 | 107.5902 | 97.228 | 92.523 | 85.4542 | 82.4 | 83.5226 | 76.8535 | 71.1036 | 70.4953 | 67.4468 | 67.5671 | 71.9291 | 70.1923 | 67.0912 | 65.4772 | 66.7656 | 68.091
OR | Residential | HVAC - DLC | Sustained Duration | 168.9819 | 182.9491 | 196.9162 | 64.8622 | 70.2233 | 75.5845 | 0 | 8.4398 | 15.9685 | 21.3246 | 19.8724 | 18.0718 | 16.278 | 14.4879 | 10.9206 | 9.4646 | 8.1284 | 7.336 | 7.111 | 6.8415 | 6.1697 | 6.5386 | 6.6826 | 6.9515 | 7.3479 | 7.4723 | 0 | 19.3519 | 37.9968 | 58.53 | 52.8929 | 50.3333 | 46.4878 | 44.8263 | 45.437 | 41.809 | 38.681 | 38.35 | 36.6916 | 36.7571 | 39.1301 | 38.1852 | 36.4982 | 35.6202 | 36.321 | 37.0421
OR | Residential | Pool Pump - DLC | Short Duration | 424.1313 | 460.2112 | 496.2911 | 428.7554 | 465.2288 | 501.7021 | 0 | 0.027284 | 0.070114 | 0.13309 | 0.15376 | 0.17118 | 0.18866 | 0.21023 | 0.2296 | 0.24492 | 0.26083 | 0.27229 | 0.27725 | 0.28711 | 0.31037 | 0.32064 | 0.319 | 0.30885 | 0.29876 | 0.2971 | 0 | 0.027906 | 0.072685 | 0.12803 | 0.15001 | 0.17044 | 0.1887 | 0.20698 | 0.22278 | 0.23753 | 0.25448 | 0.26836 | 0.28358 | 0.29764 | 0.30115 | 0.31098 | 0.31762 | 0.30891 | 0.30558 | 0.30107 | 0 | 0.027284 | 0.070114 | 0.13309 | 0.15376 | 0.17118 | 0.18866 | 0.21023 | 0.2296 | 0.24492 | 0.26083 | 0.27229 | 0.27725 | 0.28711 | 0.31037 | 0.32064 | 0.319 | 0.30885 | 0.29876 | 0.2971 | 0 | 0.027906 | 0.072685 | 0.12803 | 0.15001 | 0.17044 | 0.1887 | 0.20698 | 0.22278 | 0.23753 | 0.25448 | 0.26836 | 0.28358 | 0.29764 | 0.30115 | 0.31098 | 0.31762 | 0.30891 | 0.30558 | 0.30107
OR | Residential | Pool Pump - DLC | Sustained Duration | 478.6624 | 519.3812 | 560.1 | 483.8811 | 525.0439 | 566.2066 | 0 | 0.024176 | 0.062126 | 0.11793 | 0.13624 | 0.15168 | 0.16717 | 0.18628 | 0.20344 | 0.21701 | 0.23112 | 0.24127 | 0.24567 | 0.2544 | 0.27501 | 0.28411 | 0.28266 | 0.27366 | 0.26473 | 0.26325 | 0 | 0.024727 | 0.064404 | 0.11345 | 0.13292 | 0.15102 | 0.1672 | 0.1834 | 0.1974 | 0.21047 | 0.22549 | 0.23778 | 0.25127 | 0.26373 | 0.26684 | 0.27555 | 0.28144 | 0.27372 | 0.27076 | 0.26677
OR | Residential | Smart Thermostats | Short Duration | 12.2298 | 14.8107 | 17.3916 | 26.0643 | 31.5648 | 37.0653 | 0 | 6.1819 | 15.0938 | 26.1533 | 31.869 | 38.6491 | 47.1502 | 57.2424 | 58.6319 | 67.6525 | 74.027 | 79.7956 | 86.5055 | 87.9938 | 81.1893 | 86.6313 | 88.6534 | 92.2142 | 97.4823 | 99.203 | 0 | 2.7057 | 6.756 | 13.1464 | 14.9112 | 17.8333 | 20.5411 | 24.2698 | 29.3521 | 31.1518 | 31.9999 | 33.9317 | 33.72 | 34.3722 | 36.8288 | 35.9903 | 34.3821 | 33.5152 | 34.128 | 34.7565 | 0 | 6.1819 | 15.0938 | 26.1533 | 31.869 | 38.6491 | 47.1502 | 57.2424 | 58.6319 | 67.6525 | 74.027 | 79.7956 | 86.5055 | 87.9938 | 81.1893 | 86.6313 | 88.6534 | 92.2142 | 97.4823 | 99.203 | 0 | 2.7057 | 6.756 | 13.1464 | 14.9112 | 17.8333 | 20.5411 | 24.2698 | 29.3521 | 31.1518 | 31.9999 | 33.9317 | 33.72 | 34.3722 | 36.8288 | 35.9903 | 34.3821 | 33.5152 | 34.128 | 34.7565
OR | Residential | Smart Thermostats | Sustained Duration | 24.7507 | 29.974 | 35.1972 | 52.7493 | 63.8812 | 75.0131 | 0 | 3.0546 | 7.4581 | 12.9228 | 15.747 | 19.0972 | 23.2978 | 28.2845 | 28.971 | 33.4283 | 36.578 | 39.4284 | 42.7439 | 43.4793 | 40.117 | 42.8061 | 43.8052 | 45.5647 | 48.1677 | 49.0179 | 0 | 1.3369 | 3.3383 | 6.4958 | 7.3679 | 8.8117 | 10.1497 | 11.9921 | 14.5034 | 15.3926 | 15.8117 | 16.7663 | 16.6616 | 16.9839 | 18.1978 | 17.7835 | 16.9888 | 16.5604 | 16.8632 | 17.1738
OR | Residential | Water Heater - DLC | Short Duration | 35.9616 | 41.4814 | 47.0013 | 16.6624 | 19.22 | 21.7776 | 0 | 4.2544 | 7.7116 | 10.7208 | 9.3626 | 8.3256 | 7.2529 | 6.2263 | 5.4089 | 4.5623 | 3.8602 | 3.2996 | 2.759 | 2.355 | 2.0456 | 1.7305 | 1.469 | 1.2424 | 1.0478 | 0.90971 | 0 | 9.3925 | 16.9252 | 22.3928 | 20.3461 | 18.0524 | 15.8608 | 13.6439 | 11.4606 | 9.8493 | 8.3887 | 7.1409 | 6.091 | 5.1688 | 4.3343 | 3.7358 | 3.1852 | 2.717 | 2.3132 | 1.96 | 0 | 4.2544 | 7.7116 | 10.7208 | 9.3626 | 8.3256 | 7.2529 | 6.2263 | 5.4089 | 4.5623 | 3.8602 | 3.2996 | 2.759 | 2.355 | 2.0456 | 1.7305 | 1.469 | 1.2424 | 1.0478 | 0.90971 | 0 | 9.3925 | 16.9252 | 22.3928 | 20.3461 | 18.0524 | 15.8608 | 13.6439 | 11.4606 | 9.8493 | 8.3887 | 7.1409 | 6.091 | 5.1688 | 4.3343 | 3.7358 | 3.1852 | 2.717 | 2.3132 | 1.96
OR | Residential | Water Heater - DLC | Sustained Duration | 52.5592 | 60.6267 | 68.6942 | 24.3528 | 28.0908 | 31.8287 | 0 | 2.9109 | 5.2764 | 7.3353 | 6.406 | 5.6965 | 4.9625 | 4.2601 | 3.7008 | 3.1216 | 2.6412 | 2.2576 | 1.8877 | 1.6113 | 1.3996 | 1.184 | 1.0051 | 0.85007 | 0.7169 | 0.62244 | 0 | 6.4265 | 11.5804 | 15.3214 | 13.921 | 12.3516 | 10.8521 | 9.3353 | 7.8415 | 6.739 | 5.7396 | 4.8859 | 4.1675 | 3.5365 | 2.9656 | 2.5561 | 2.1793 | 1.859 | 1.5827 | 1.3411
OR | C&I | Battery DLC | Short Duration | 35.5357 | 48.0357 | 60.5357 | 35.5357 | 48.0357 | 60.5357 | 0 | 3.244 | 6.5752 | 10.5611 | 11.2942 | 11.9838 | 12.8129 | 13.6072 | 14.4713 | 15.1608 | 16.8977 | 19.9613 | 23.0249 | 26.0885 | 29.0997 | 31.5523 | 34.0748 | 36.0473 | 37.9064 | 39.5997 | 0 | 3.244 | 6.5752 | 10.5611 | 11.2942 | 11.9838 | 12.8129 | 13.6072 | 14.4713 | 15.1608 | 16.8977 | 19.9613 | 23.0249 | 26.0885 | 29.0997 | 31.5523 | 34.0748 | 36.0473 | 37.9064 | 39.5997 | 0 | 3.244 | 6.5752 | 10.5611 | 11.2942 | 11.9838 | 12.8129 | 13.6072 | 14.4713 | 15.1608 | 16.8977 | 19.9613 | 23.0249 | 26.0885 | 29.0997 | 31.5523 | 34.0748 | 36.0473 | 37.9064 | 39.5997 | 0 | 3.244 | 6.5752 | 10.5611 | 11.2942 | 11.9838 | 12.8129 | 13.6072 | 14.4713 | 15.1608 | 16.8977 | 19.9613 | 23.0249 | 26.0885 | 29.0997 | 31.5523 | 34.0748 | 36.0473 | 37.9064 | 39.5997
OR | C&I | Battery DLC | Sustained Duration | 35.8035 | 48.3035 | 60.8035 | 35.8035 | 48.3035 | 60.8035 | 0 | 2.1626 | 4.3835 | 7.0407 | 7.5295 | 7.9892 | 8.542 | 9.0715 | 9.6475 | 10.1072 | 11.2652 | 13.3075 | 15.3499 | 17.3923 | 19.3998 | 21.0349 | 22.7165 | 24.0316 | 25.271 | 26.3998 | 0 | 2.1626 | 4.3835 | 7.0407 | 7.5295 | 7.9892 | 8.542 | 9.0715 | 9.6475 | 10.1072 | 11.2652 | 13.3075 | 15.3499 | 17.3923 | 19.3998 | 21.0349 | 22.7165 | 24.0316 | 25.271 | 26.3998
OR | C&I | Grid Interactive Water Heater | Short Duration | 58.4629 | 64.238 | 70.0131 | 32.3579 | 35.5543 | 38.7506 | 0 | 0.51425 | 1.1934 | 1.8541 | 2.5584 | 2.8161 | 3.3874 | 3.7644 | 3.7329 | 3.9369 | 4.2592 | 4.31 | 4.7574 | 4.4492 | 4.4373 | 4.2323 | 4.4596 | 4.7973 | 4.8831 | 3.9706 | 0 | 0.8475 | 2.0977 | 3.6638 | 4.4515 | 5.09 | 5.6906 | 6.5825 | 6.301 | 7.0051 | 7.4106 | 7.6725 | 7.8405 | 7.8208 | 7.49 | 7.5307 | 8.0607 | 8.0591 | 8.0477 | 7.9215 | 0 | 0.51425 | 1.1934 | 1.8541 | 2.5584 | 2.8161 | 3.3874 | 3.7644 | 3.7329 | 3.9369 | 4.2592 | 4.31 | 4.7574 | 4.4492 | 4.4373 | 4.2323 | 4.4596 | 4.7973 | 4.8831 | 3.9706 | 0 | 0.8475 | 2.0977 | 3.6638 | 4.4515 | 5.09 | 5.6906 | 6.5825 | 6.301 | 7.0051 | 7.4106 | 7.6725 | 7.8405 | 7.8208 | 7.49 | 7.5307 | 8.0607 | 8.0591 | 8.0477 | 7.9215
OR | C&I | Grid Interactive Water Heater | Sustained Duration | 81.1484 | 89.1643 | 97.1803 | 44.9132 | 49.3498 | 53.7864 | 0 | 0.36675 | 0.85391 | 1.3318 | 1.846 | 2.0425 | 2.4714 | 2.7643 | 2.7599 | 2.9324 | 3.1979 | 3.2632 | 3.6331 | 3.4266 | 3.4449 | 3.3104 | 3.5208 | 3.8193 | 3.9143 | 3.2005 | 0 | 0.60443 | 1.501 | 2.6317 | 3.2118 | 3.6917 | 4.1518 | 4.8336 | 4.6586 | 5.2177 | 5.5641 | 5.809 | 5.9875 | 6.0232 | 5.8149 | 5.8904 | 6.3639 | 6.4161 | 6.4509 | 6.3851
OR | C&I | HVAC - DLC | Short Duration | 102.1937 | 109.7304 | 117.2672 | 259.7824 | 278.9413 | 298.1001 | 0 | 2.4908 | 4.645 | 6.2336 | 6.6534 | 6.1861 | 6.3104 | 6.5098 | 5.547 | 5.2201 | 5.1244 | 4.782 | 4.7141 | 4.3052 | 4.1617 | 3.8038 | 3.9511 | 4.1292 | 4.1193 | 3.7316 | 0 | 0.85292 | 1.7078 | 2.6093 | 2.6444 | 2.5155 | 2.4408 | 2.5239 | 2.4128 | 2.4797 | 2.4585 | 2.3495 | 2.2556 | 2.2385 | 2.2218 | 2.273 | 2.1984 | 2.1424 | 2.1357 | 2.1719 | 0 | 2.4908 | 4.645 | 6.2336 | 6.6534 | 6.1861 | 6.3104 | 6.5098 | 5.547 | 5.2201 | 5.1244 | 4.782 | 4.7141 | 4.3052 | 4.1617 | 3.8038 | 3.9511 | 4.1292 | 4.1193 | 3.7316 | 0 | 0.85292 | 1.7078 | 2.6093 | 2.6444 | 2.5155 | 2.4408 | 2.5239 | 2.4128 | 2.4797 | 2.4585 | 2.3495 | 2.2556 | 2.2385 | 2.2218 | 2.273 | 2.1984 | 2.1424 | 2.1357 | 2.1719
OR | C&I | HVAC - DLC | Sustained Duration | 127.7421 | 137.163 | 146.5839 | 325.596 | 349.6086 | 373.6212 | 0 | 1.9906 | 3.712 | 4.9814 | 5.3169 | 4.9428 | 5.0419 | 5.2015 | 4.4315 | 4.1699 | 4.0932 | 3.8189 | 3.7642 | 3.4372 | 3.3225 | 3.0363 | 3.1536 | 3.2956 | 3.2875 | 2.9784 | 0 | 0.68054 | 1.3626 | 2.082 | 2.1099 | 2.0067 | 1.9469 | 2.0132 | 1.9245 | 1.9777 | 1.9607 | 1.8734 | 1.7982 | 1.7845 | 1.7711 | 1.8119 | 1.752 | 1.7071 | 1.7016 | 1.7306
OR | C&I | Pool Pump - DLC | Short Duration | 257.3939 | 275.7239 | 294.0539 | 234.6979 | 251.4116 | 268.1253 | 0 | 0.0026236 | 0.007255 | 0.013643 | 0.019761 | 0.023399 | 0.02838 | 0.032124 | 0.036699 | 0.041768 | 0.0485 | 0.052861 | 0.060202 | 0.06174 | 0.064065 | 0.062224 | 0.065671 | 0.06858 | 0.068597 | 0.061241 | 0 | 0.0027309 | 0.0077294 | 0.01589 | 0.021332 | 0.025434 | 0.02952 | 0.035161 | 0.039379 | 0.04635 | 0.052357 | 0.057925 | 0.062664 | 0.065778 | 0.068744 | 0.069049 | 0.071383 | 0.071335 | 0.071403 | 0.070122 | 0 | 0.0026236 | 0.007255 | 0.013643 | 0.019761 | 0.023399 | 0.02838 | 0.032124 | 0.036699 | 0.041768 | 0.0485 | 0.052861 | 0.060202 | 0.06174 | 0.064065 | 0.062224 | 0.065671 | 0.06858 | 0.068597 | 0.061241 | 0 | 0.0027309 | 0.0077294 | 0.01589 | 0.021332 | 0.025434 | 0.02952 | 0.035161 | 0.039379 | 0.04635 | 0.052357 | 0.057925 | 0.062664 | 0.065778 | 0.068744 | 0.069049 | 0.071383 | 0.071335 | 0.071403 | 0.070122
OR | C&I | Pool Pump - DLC | Sustained Duration | 290.4874 | 311.1741 | 331.8608 | 264.8733 | 283.7359 | 302.5985 | 0 | 0.0023247 | 0.0064285 | 0.012089 | 0.017509 | 0.020733 | 0.025147 | 0.028465 | 0.032518 | 0.03701 | 0.042974 | 0.046838 | 0.053344 | 0.054707 | 0.056767 | 0.055135 | 0.05819 | 0.060767 | 0.060783 | 0.054264 | 0 | 0.0024198 | 0.0068489 | 0.014079 | 0.018902 | 0.022537 | 0.026157 | 0.031155 | 0.034893 | 0.041069 | 0.046393 | 0.051326 | 0.055525 | 0.058284 | 0.060913 | 0.061183 | 0.063251 | 0.063208 | 0.063268 | 0.062133
OR | C&I | Smart Thermostats | Short Duration | 12.7683 | 16.3333 | 19.8983 | 25.0677 | 32.0669 | 39.0661 | 0 | 2.4498 | 4.9939 | 7.3096 | 8.5083 | 8.5056 | 9.26 | 10.1505 | 9.0996 | 9.0497 | 9.3148 | 9.0414 | 9.2124 | 8.6444 | 8.263 | 7.4447 | 7.6169 | 7.8669 | 7.7577 | 6.9707 | 0 | 1.1227 | 2.4222 | 3.987 | 4.327 | 4.3498 | 4.4149 | 4.751 | 4.7096 | 4.9886 | 5.0848 | 4.9739 | 4.88 | 4.9592 | 5.0242 | 5.1938 | 4.903 | 4.708 | 4.6564 | 4.7272 | 0 | 2.4498 | 4.9939 | 7.3096 | 8.5083 | 8.5056 | 9.26 | 10.1505 | 9.0996 | 9.0497 | 9.3148 | 9.0414 | 9.2124 | 8.6444 | 8.263 | 7.4447 | 7.6169 | 7.8669 | 7.7577 | 6.9707 | 0 | 1.1227 | 2.4222 | 3.987 | 4.327 | 4.3498 | 4.4149 | 4.751 | 4.7096 | 4.9886 | 5.0848 | 4.9739 | 4.88 | 4.9592 | 5.0242 | 5.1938 | 4.903 | 4.708 | 4.6564 | 4.7272
OR | C&I | Smart Thermostats | Sustained Duration | 15.2003 | 19.4444 | 23.6885 | 29.8425 | 38.1749 | 46.5072 | 0 | 2.0578 | 4.1949 | 6.14 | 7.147 | 7.1447 | 7.7784 | 8.5264 | 7.6436 | 7.6017 | 7.8244 | 7.5947 | 7.7384 | 7.2613 | 6.9409 | 6.2536 | 6.3982 | 6.6082 | 6.5165 | 5.8554 | 0 | 0.94306 | 2.0346 | 3.3491 | 3.6347 | 3.6539 | 3.7085 | 3.9908 | 3.9561 | 4.1904 | 4.2712 | 4.1781 | 4.0992 | 4.1657 | 4.2203 | 4.3628 | 4.1185 | 3.9547 | 3.9114 | 3.9708
OR | C&I | Third Party | Short Duration | 259.2824 | 269.27 | 279.2577 | 317.713 | 329.9515 | 342.1899 | 0 | 9.2308 | 17.9165 | 24.8508 | 28.2093 | 28.6546 | 31.178 | 32.7098 | 32.2698 | 33.7507 | 36.6035 | 38.3548 | 42.4225 | 42.4166 | 43.6219 | 42.7449 | 46.2927 | 49.5381 | 50.5017 | 44.6977 | 0 | 6.9652 | 14.0109 | 21.6518 | 22.796 | 23.5463 | 24.4344 | 26.5234 | 26.5184 | 28.909 | 30.7269 | 32.5179 | 34.0819 | 35.3092 | 36.7994 | 37.6205 | 39.9252 | 40.4211 | 40.9715 | 40.7129 | 0 | 9.2308 | 17.9165 | 24.8508 | 28.2093 | 28.6546 | 31.178 | 32.7098 | 32.2698 | 33.7507 | 36.6035 | 38.3548 | 42.4225 | 42.4166 | 43.6219 | 42.7449 | 46.2927 | 49.5381 | 50.5017 | 44.6977 | 0 | 6.9652 | 14.0109 | 21.6518 | 22.796 | 23.5463 | 24.4344 | 26.5234 | 26.5184 | 28.909 | 30.7269 | 32.5179 | 34.0819 | 35.3092 | 36.7994 | 37.6205 | 39.9252 | 40.4211 | 40.9715 | 40.7129
OR | C&I | Third Party | Sustained Duration | 273.6783 | 284.4994 | 295.3204 | 328.8158 | 341.817 | 354.8181 | 0 | 8.708 | 16.9562 | 23.5574 | 26.7283 | 27.3931 | 29.898 | 31.4295 | 31.1481 | 32.7478 | 35.585 | 37.6028 | 41.7289 | 41.8503 | 43.0488 | 42.3269 | 45.9496 | 49.2009 | 50.2257 | 44.4162 | 0 | 6.6899 | 13.4999 | 20.901 | 22.1168 | 22.9373 | 23.8993 | 26.0438 | 26.1137 | 28.6327 | 30.5667 | 32.4653 | 34.1544 | 35.4729 | 37.012 | 37.9512 | 40.3332 | 40.8888 | 41.4843 | 41.2545
OR | C&I | Water Heater - DLC | Short Duration | 23.7116 | 27.3701 | 31.0285 | 13.1792 | 15.2125 | 17.2459 | 0 | 0.90941 | 1.54 | 1.81 | 1.931 | 1.6618 | 1.5707 | 1.3699 | 1.0556 | 0.88444 | 0.77231 | 0.63844 | 0.58122 | 0.4511 | 0.37502 | 0.29918 | 0.26572 | 0.24118 | 0.20685 | 0.14157 | 0 | 1.4988 | 2.7069 | 3.5767 | 3.3598 | 3.0036 | 2.6387 | 2.3954 | 1.7818 | 1.5737 | 1.3438 | 1.1365 | 0.95788 | 0.79294 | 0.63302 | 0.53234 | 0.48029 | 0.40517 | 0.34091 | 0.28244 | 0 | 0.90941 | 1.54 | 1.81 | 1.931 | 1.6618 | 1.5707 | 1.3699 | 1.0556 | 0.88444 | 0.77231 | 0.63844 | 0.58122 | 0.4511 | 0.37502 | 0.29918 | 0.26572 | 0.24118 | 0.20685 | 0.14157 | 0 | 1.4988 | 2.7069 | 3.5767 | 3.3598 | 3.0036 | 2.6387 | 2.3954 | 1.7818 | 1.5737 | 1.3438 | 1.1365 | 0.95788 | 0.79294 | 0.63302 | 0.53234 | 0.48029 | 0.40517 | 0.34091 | 0.28244
OR | C&I | Water Heater - DLC | Sustained Duration | 34.6555 | 40.0024 | 45.3493 | 19.2618 | 22.2337 | 25.2056 | 0 | 0.62223 | 1.0537 | 1.2384 | 1.3212 | 1.137 | 1.0747 | 0.93729 | 0.72223 | 0.60515 | 0.52843 | 0.43683 | 0.39768 | 0.30864 | 0.25659 | 0.2047 | 0.18181 | 0.16502 | 0.14153 | 0.096865 | 0 | 1.0255 | 1.8521 | 2.4472 | 2.2988 | 2.0551 | 1.8054 | 1.639 | 1.2191 | 1.0768 | 0.91941 | 0.77762 | 0.65539 | 0.54253 | 0.43312 | 0.36423 | 0.32862 | 0.27722 | 0.23325 | 0.19325
OR | Irrigation | Irrigation DLC | Short Duration | 49.7632 | 57.2637 | 64.7642 |  |  |  | 0 | 2.2643 | 4.3589 | 4.7326 | 4.7886 | 4.581 | 4.5747 | 4.685 | 4.8613 | 4.722 | 4.7336 | 4.6288 | 4.4529 | 4.2461 | 4.7582 | 4.6047 | 4.4152 | 4.3994 | 4.3291 | 4.1994 | 0 | 0.00021975 | 0.00048511 | 0.00020128 | 0.00027087 | 0.00028532 | 0.00029784 | 0.00040535 | 0.00019641 | 0.00017393 | 0.00026761 | 0.0002834 | 0.00039688 | 0.00047436 | 0.00019143 | 0.00016853 | 0.00027484 | 0.00028642 | 0.00038685 | 0.00046848 | 0 | 2.2643 | 4.3589 | 4.7326 | 4.7886 | 4.581 | 4.5747 | 4.685 | 4.8613 | 4.722 | 4.7336 | 4.6288 | 4.4529 | 4.2461 | 4.7582 | 4.6047 | 4.4152 | 4.3994 | 4.3291 | 4.1994 | 0 | 0.00021975 | 0.00048511 | 0.00020128 | 0.00027087 | 0.00028532 | 0.00029784 | 0.00040535 | 0.00019641 | 0.00017393 | 0.00026761 | 0.0002834 | 0.00039688 | 0.00047436 | 0.00019143 | 0.00016853 | 0.00027484 | 0.00028642 | 0.00038685 | 0.00046848
OR | Irrigation | Irrigation DLC | Sustained Duration | 49.7632 | 57.2637 | 64.7642 |  |  |  | 0 | 2.2643 | 4.3589 | 4.7326 | 4.7886 | 4.581 | 4.5747 | 4.685 | 4.8613 | 4.722 | 4.7336 | 4.6288 | 4.4529 | 4.2461 | 4.7582 | 4.6047 | 4.4152 | 4.3994 | 4.3291 | 4.1994 | 0 | 0.00021975 | 0.00048511 | 0.00020128 | 0.00027087 | 0.00028532 | 0.00029784 | 0.00040535 | 0.00019641 | 0.00017393 | 0.00026761 | 0.0002834 | 0.00039688 | 0.00047436 | 0.00019143 | 0.00016853 | 0.00027484 | 0.00028642 | 0.00038685 | 0.00046848
UT | Residential | Battery DLC | Short Duration |  | 61.4485 |  |  | 61.4485 |  | 0 | 16.8752 | 34.2993 | 52.4178 | 53.2412 | 54.21 | 55.2757 | 56.4382 | 57.407 | 58.2789 | 59.1508 | 68.209 | 87.4878 | 111.1262 | 132.5363 | 167.0736 | 199.1888 | 227.768 | 259.5441 | 294.9533 | 0 | 16.8752 | 34.2993 | 52.4178 | 53.2412 | 54.21 | 55.2757 | 56.4382 | 57.407 | 58.2789 | 59.1508 | 68.209 | 87.4878 | 111.1262 | 132.5363 | 167.0736 | 199.1888 | 227.768 | 259.5441 | 294.9533 | 0 | 16.8752 | 34.2993 | 52.4178 | 53.2412 | 54.21 | 55.2757 | 56.4382 | 57.407 | 58.2789 | 59.1508 | 68.209 | 87.4878 | 111.1262 | 132.5363 | 167.0736 | 199.1888 | 227.768 | 259.5441 | 294.9533 | 0 | 16.8752 | 34.2993 | 52.4178 | 53.2412 | 54.21 | 55.2757 | 56.4382 | 57.407 | 58.2789 | 59.1508 | 68.209 | 87.4878 | 111.1262 | 132.5363 | 167.0736 | 199.1888 | 227.768 | 259.5441 | 294.9533
UT | Residential | Battery DLC | Sustained Duration |  | 62.1537 |  |  | 62.1537 |  | 0 | 11.4021 | 23.1309 | 35.273 | 35.7632 | 36.3398 | 36.9742 | 37.6662 | 38.2428 | 38.7618 | 39.2808 | 44.6726 | 56.1481 | 70.2185 | 82.9627 | 103.5205 | 122.6367 | 139.6482 | 158.5625 | 179.6394 | 0 | 11.4021 | 23.1309 | 35.273 | 35.7632 | 36.3398 | 36.9742 | 37.6662 | 38.2428 | 38.7618 | 39.2808 | 44.6726 | 56.1481 | 70.2185 | 82.9627 | 103.5205 | 122.6367 | 139.6482 | 158.5625 | 179.6394
UT | Residential | EV DLC | Short Duration |  | 162.1051 |  |  | 162.3203 |  | 0 | 0.86759 | 2.6084 | 5.6702 | 7.4298 | 9.6341 | 12.3184 | 15.9262 | 17.8964 | 19.3474 | 20.9637 | 22.3676 | 23.4208 | 24.9155 | 27.6557 | 29.3563 | 30.6413 | 32.2058 | 33.6767 | 35.9959 | 0 | 0.89539 | 2.7296 | 5.5187 | 7.3297 | 9.6922 | 12.4413 | 15.8468 | 17.5448 | 18.9645 | 20.6811 | 22.2885 | 24.1714 | 26.0737 | 27.1123 | 28.7752 | 30.8259 | 32.5271 | 34.7561 | 36.889 | 0 | 0.86759 | 2.6084 | 5.6702 | 7.4298 | 9.6341 | 12.3184 | 15.9262 | 17.8964 | 19.3474 | 20.9637 | 22.3676 | 23.4208 | 24.9155 | 27.6557 | 29.3563 | 30.6413 | 32.2058 | 33.6767 | 35.9959 | 0 | 0.89539 | 2.7296 | 5.5187 | 7.3297 | 9.6922 | 12.4413 | 15.8468 | 17.5448 | 18.9645 | 20.6811 | 22.2885 | 24.1714 | 26.0737 | 27.1123 | 28.7752 | 30.8259 | 32.5271 | 34.7561 | 36.889
UT | Residential | EV DLC | Sustained Duration |  | 162.1051 |  |  | 162.3203 |  | 0 | 0.86759 | 2.6084 | 5.6702 | 7.4298 | 9.6341 | 12.3184 | 15.9262 | 17.8964 | 19.3474 | 20.9637 | 22.3676 | 23.4208 | 24.9155 | 27.6557 | 29.3563 | 30.6413 | 32.2058 | 33.6767 | 35.9959 | 0 | 0.89539 | 2.7296 | 5.5187 | 7.3297 | 9.6922 | 12.4413 | 15.8468 | 17.5448 | 18.9645 | 20.6811 | 22.2885 | 24.1714 | 26.0737 | 27.1123 | 28.7752 | 30.8259 | 32.5271 | 34.7561 | 36.889
UT | Residential | Grid Interactive Water Heater | Short Duration |  | 211.8151 |  |  | 92.403 |  | 0 | 0.11153 | 0.59305 | 1.6498 | 2.4741 | 3.4848 | 4.5751 | 5.7112 | 7.057 | 8.226 | 9.3839 | 10.6504 | 11.6486 | 12.9626 | 14.554 | 15.1597 | 15.2118 | 15.2578 | 15.4824 | 16.4295 | 0 | 0.25548 | 1.3584 | 3.6166 | 5.7184 | 8.1284 | 10.9142 | 13.8913 | 16.846 | 20.5979 | 24.3554 | 28.2861 | 32.5732 | 36.8118 | 40.5378 | 44.4544 | 46.4494 | 48.457 | 50.741 | 52.5842 | 0 | 0.11153 | 0.59305 | 1.6498 | 2.4741 | 3.4848 | 4.5751 | 5.7112 | 7.057 | 8.226 | 9.3839 | 10.6504 | 11.6486 | 12.9626 | 14.554 | 15.1597 | 15.2118 | 15.2578 | 15.4824 | 16.4295 | 0 | 0.25548 | 1.3584 | 3.6166 | 5.7184 | 8.1284 | 10.9142 | 13.8913 | 16.846 | 20.5979 | 24.3554 | 28.2861 | 32.5732 | 36.8118 | 40.5378 | 44.4544 | 46.4494 | 48.457 | 50.741 | 52.5842
UT | Residential | Grid Interactive Water Heater | Sustained Duration |  | 293.2044 |  |  | 126.059 |  | 0 | 0.079795 | 0.42543 | 1.1873 | 1.7868 | 2.5279 | 3.3355 | 4.1932 | 5.2254 | 6.1514 | 7.0923 | 8.1465 | 9.0137 | 10.1527 | 11.5236 | 12.1251 | 12.3382 | 12.5298 | 12.8397 | 13.7333 | 0 | 0.18449 | 0.9848 | 2.6335 | 4.1906 | 5.9964 | 8.1125 | 10.4272 | 12.7757 | 15.8352 | 18.979 | 22.3436 | 26.0705 | 29.8083 | 33.1467 | 36.7305 | 38.872 | 40.9822 | 43.2506 | 45.0565
UT | Residential | Home Energy Management System | Short Duration |  | 2178.6254 |  |  | 1684.424 |  | 0 | 0.031722 | 0.079778 | 0.14676 | 0.17698 | 0.21202 | 0.24966 | 0.28804 | 0.32555 | 0.35764 | 0.38186 | 0.39811 | 0.40923 | 0.41631 | 0.41814 | 0.41931 | 0.4224 | 0.42396 | 0.42609 | 0.42924 | 0 | 0.041805 | 0.10367 | 0.19247 | 0.22837 | 0.27017 | 0.31512 | 0.35858 | 0.40707 | 0.44156 | 0.46702 | 0.4833 | 0.49329 | 0.4967 | 0.50621 | 0.5029 | 0.50386 | 0.50516 | 0.50425 | 0.50195 | 0 | 0.031722 | 0.079778 | 0.14676 | 0.17698 | 0.21202 | 0.24966 | 0.28804 | 0.32555 | 0.35764 | 0.38186 | 0.39811 | 0.40923 | 0.41631 | 0.41814 | 0.41931 | 0.4224 | 0.42396 | 0.42609 | 0.42924 | 0 | 0.041805 | 0.10367 | 0.19247 | 0.22837 | 0.27017 | 0.31512 | 0.35858 | 0.40707 | 0.44156 | 0.46702 | 0.4833 | 0.49329 | 0.4967 | 0.50621 | 0.5029 | 0.50386 | 0.50516 | 0.50425 | 0.50195
UT | Residential | Home Energy Management System | Sustained Duration |  | 970.9109 |  |  | 1016.4715 |  | 0 | 0.068618 | 0.1749 | 0.32647 | 0.39881 | 0.4856 | 0.57974 | 0.67809 | 0.77511 | 0.86091 | 0.92656 | 0.97365 | 1.0053 | 1.0289 | 1.037 | 1.0465 | 1.0558 | 1.0617 | 1.071 | 1.0864 | 0 | 0.067144 | 0.16854 | 0.31456 | 0.38048 | 0.4573 | 0.54164 | 0.6261 | 0.71446 | 0.7858 | 0.84056 | 0.87692 | 0.90275 | 0.91459 | 0.92939 | 0.9319 | 0.9372 | 0.94289 | 0.9473 | 0.94851
UT | Residential | HVAC - DLC | Short Duration |  | 35.6991 |  |  | 147.4492 |  | 0 | -0.84317 | -0.33752 | 12.4456 | 16.9768 | 18.1845 | 20.1685 | 28.5621 | 32.5891 | 35.9548 | 39.9775 | 38.9154 | 40.0672 | 41.3126 | 59.9318 | 62.0725 | 66.5056 | 69.8985 | 69.9214 | 73.2131 | 0 | 22.7571 | 45.9086 | 73.1983 | 70.8582 | 70.7478 | 71.4024 | 69.1777 | 72.317 | 69.8749 | 70.4745 | 71.5973 | 68.638 | 69.4943 | 73.8991 | 72.734 | 72.8483 | 74.1498 | 71.3463 | 74.3825 | 0 | -0.84317 | -0.33752 | 12.4456 | 16.9768 | 18.1845 | 20.1685 | 28.5621 | 32.5891 | 35.9548 | 39.9775 | 38.9154 | 40.0672 | 41.3126 | 59.9318 | 62.0725 | 66.5056 | 69.8985 | 69.9214 | 73.2131 | 0 | 22.7571 | 45.9086 | 73.1983 | 70.8582 | 70.7478 | 71.4024 | 69.1777 | 72.317 | 69.8749 | 70.4745 | 71.5973 | 68.638 | 69.4943 | 73.8991 | 72.734 | 72.8483 | 74.1498 | 71.3463 | 74.3825
UT | Residential | HVAC - DLC | Sustained Duration |  | 73.6292 |  |  | 214.0806 |  | 0 | -0.31747 | 0.0093183 | 6.2817 | 8.462 | 9.0267 | 9.9656 | 14.0109 | 15.94 | 17.552 | 19.4874 | 18.9653 | 19.521 | 20.1257 | 29.1502 | 30.192 | 32.3448 | 33.9938 | 34.0097 | 35.6097 | 0 | 15.6741 | 31.6198 | 50.4158 | 48.8039 | 48.7279 | 49.1788 | 47.6465 | 49.8087 | 48.1267 | 48.5397 | 49.313 | 47.2748 | 47.8646 | 50.8984 | 50.0959 | 50.1747 | 51.0711 | 49.1401 | 51.2314
UT | Residential | Pool Pump - DLC | Short Duration |  | 521.5202 |  |  | 521.4981 |  | 0 | 0.029652 | 0.073893 | 0.13743 | 0.15701 | 0.17347 | 0.19034 | 0.2112 | 0.23057 | 0.2461 | 0.26236 | 0.27508 | 0.27866 | 0.28641 | 0.30757 | 0.31615 | 0.31445 | 0.30673 | 0.29897 | 0.29907 | 0 | 0.030602 | 0.077328 | 0.13376 | 0.15489 | 0.17452 | 0.19224 | 0.21015 | 0.22604 | 0.24123 | 0.25882 | 0.2741 | 0.28759 | 0.29972 | 0.30153 | 0.30989 | 0.31634 | 0.30979 | 0.30855 | 0.30649 | 0 | 0.029652 | 0.073893 | 0.13743 | 0.15701 | 0.17347 | 0.19034 | 0.2112 | 0.23057 | 0.2461 | 0.26236 | 0.27508 | 0.27866 | 0.28641 | 0.30757 | 0.31615 | 0.31445 | 0.30673 | 0.29897 | 0.29907 | 0 | 0.030602 | 0.077328 | 0.13376 | 0.15489 | 0.17452 | 0.19224 | 0.21015 | 0.22604 | 0.24123 | 0.25882 | 0.2741 | 0.28759 | 0.29972 | 0.30153 | 0.30989 | 0.31634 | 0.30979 | 0.30855 | 0.30649
UT | Residential | Pool Pump - DLC | Sustained Duration |  | 588.5727 |  |  | 588.5479 |  | 0 | 0.026274 | 0.065475 | 0.12177 | 0.13912 | 0.15371 | 0.16866 | 0.18714 | 0.2043 | 0.21806 | 0.23247 | 0.24374 | 0.24691 | 0.25378 | 0.27253 | 0.28013 | 0.27862 | 0.27179 | 0.26491 | 0.265 | 0 | 0.027116 | 0.068519 | 0.11852 | 0.13725 | 0.15463 | 0.17034 | 0.18621 | 0.20029 | 0.21375 | 0.22933 | 0.24288 | 0.25482 | 0.26558 | 0.26718 | 0.27459 | 0.2803 | 0.2745 | 0.2734 | 0.27158
UT | Residential | Water Heater - DLC | Short Duration |  | 100.8693 |  |  | 45.0643 |  | 0 | 2.7906 | 5.4506 | 8.1506 | 7.6396 | 7.2899 | 6.812 | 6.2775 | 5.8604 | 5.2232 | 4.57 | 3.9528 | 3.2367 | 2.6055 | 1.9879 | 1.7703 | 1.7722 | 1.7736 | 1.7935 | 1.8954 | 0 | 6.2751 | 12.2613 | 17.566 | 17.3454 | 16.7175 | 15.9944 | 15.0433 | 13.8049 | 12.9125 | 11.7213 | 10.3873 | 8.966 | 7.342 | 5.5035 | 5.167 | 5.3871 | 5.6095 | 5.8591 | 6.0551 | 0 | 2.7906 | 5.4506 | 8.1506 | 7.6396 | 7.2899 | 6.812 | 6.2775 | 5.8604 | 5.2232 | 4.57 | 3.9528 | 3.2367 | 2.6055 | 1.9879 | 1.7703 | 1.7722 | 1.7736 | 1.7935 | 1.8954 | 0 | 6.2751 | 12.2613 | 17.566 | 17.3454 | 16.7175 | 15.9944 | 15.0433 | 13.8049 | 12.9125 | 11.7213 | 10.3873 | 8.966 | 7.342 | 5.5035 | 5.167 | 5.3871 | 5.6095 | 5.8591 | 6.0551
UT | Residential | Water Heater - DLC | Sustained Duration |  | 144.8573 |  |  | 63.9641 |  | 0 | 1.9256 | 3.7734 | 5.6656 | 5.3352 | 5.121 | 4.8183 | 4.4813 | 4.2298 | 3.8183 | 3.3872 | 2.9752 | 2.473 | 2.0223 | 1.565 | 1.4123 | 1.4384 | 1.4618 | 1.4969 | 1.5984 | 0 | 4.3566 | 8.5573 | 12.3336 | 12.2805 | 11.9448 | 11.5501 | 11.0082 | 10.2432 | 9.7538 | 9.013 | 8.1308 | 7.1401 | 5.937 | 4.508 | 4.2906 | 4.5447 | 4.7947 | 5.0581 | 5.2634
UT | C&I | Battery DLC | Short Duration |  | 60.5691 |  |  | 60.5691 |  | 0 | 4.1385 | 8.6384 | 15.2291 | 17.862 | 20.6755 | 24.4182 | 30.9745 | 41.3768 | 50.7207 | 62.3103 | 71.422 | 80.0949 | 88.8193 | 96.8211 | 104.5647 | 111.6372 | 117.6256 | 124.8788 | 131.4093 | 0 | 4.1385 | 8.6384 | 15.2291 | 17.862 | 20.6755 | 24.4182 | 30.9745 | 41.3768 | 50.7207 | 62.3103 | 71.422 | 80.0949 | 88.8193 | 96.8211 | 104.5647 | 111.6372 | 117.6256 | 124.8788 | 131.4093 | 0 | 4.1385 | 8.6384 | 15.2291 | 17.862 | 20.6755 | 24.4182 | 30.9745 | 41.3768 | 50.7207 | 62.3103 | 71.422 | 80.0949 | 88.8193 | 96.8211 | 104.5647 | 111.6372 | 117.6256 | 124.8788 | 131.4093 | 0 | 4.1385 | 8.6384 | 15.2291 | 17.862 | 20.6755 | 24.4182 | 30.9745 | 41.3768 | 50.7207 | 62.3103 | 71.422 | 80.0949 | 88.8193 | 96.8211 | 104.5647 | 111.6372 | 117.6256 | 124.8788 | 131.4093
UT | C&I | Battery DLC | Sustained Duration |  | 60.909 |  |  | 60.909 |  | 0 | 2.6845 | 5.5697 | 9.6164 | 11.0791 | 12.6422 | 14.7215 | 18.3639 | 24.1429 | 29.334 | 35.7727 | 40.8347 | 45.6529 | 50.4999 | 54.9453 | 59.2473 | 63.1765 | 66.5034 | 70.5329 | 74.1609 | 0 | 2.6845 | 5.5697 | 9.6164 | 11.0791 | 12.6422 | 14.7215 | 18.3639 | 24.1429 | 29.334 | 35.7727 | 40.8347 | 45.6529 | 50.4999 | 54.9453 | 59.2473 | 63.1765 | 66.5034 | 70.5329 | 74.1609
UT | C&I | Grid Interactive Water Heater | Short Duration |  | 58.1602 |  |  | 41.4254 |  | 0 | 0.058675 | 0.30143 | 0.71532 | 1.373 | 1.9153 | 2.8267 | 3.757 | 4.2538 | 5.1538 | 6.245 | 7.0676 | 8.6216 | 8.7504 | 9.3451 | 9.1521 | 9.5699 | 10.3116 | 10.494 | 8.3336 | 0 | 0.073282 | 0.40346 | 1.1221 | 1.8472 | 2.6763 | 3.6268 | 4.9934 | 5.6086 | 7.087 | 8.4017 | 9.6281 | 10.7679 | 11.7123 | 12.3216 | 12.585 | 13.3728 | 13.2303 | 13.1065 | 12.7856 | 0 | 0.058675 | 0.30143 | 0.71532 | 1.373 | 1.9153 | 2.8267 | 3.757 | 4.2538 | 5.1538 | 6.245 | 7.0676 | 8.6216 | 8.7504 | 9.3451 | 9.1521 | 9.5699 | 10.3116 | 10.494 | 8.3336 | 0 | 0.073282 | 0.40346 | 1.1221 | 1.8472 | 2.6763 | 3.6268 | 4.9934 | 5.6086 | 7.087 | 8.4017 | 9.6281 | 10.7679 | 11.7123 | 12.3216 | 12.585 | 13.3728 | 13.2303 | 13.1065 | 12.7856
UT | C&I | Grid Interactive Water Heater | Sustained Duration |  | 81.7492 |  |  | 58.2276 |  | 0 | 0.041667 | 0.21414 | 0.50844 | 0.97666 | 1.3638 | 2.0156 | 2.6839 | 3.0456 | 3.7002 | 4.4987 | 5.112 | 6.2659 | 6.3946 | 6.8717 | 6.7756 | 7.1479 | 7.7728 | 7.9838 | 6.3983 | 0 | 0.05204 | 0.28662 | 0.7976 | 1.314 | 1.9058 | 2.5861 | 3.5671 | 4.0156 | 5.0881 | 6.0524 | 6.964 | 7.8258 | 8.5591 | 9.0603 | 9.3171 | 9.9883 | 9.9729 | 9.9713 | 9.8164
UT | C&I | HVAC - DLC | Short Duration |  | 65.1126 |  |  | 165.018 |  | 0 | 9.1765 | 15.5379 | 13.2115 | 14.686 | 13.9875 | 14.411 | 14.5481 | 11.171 | 9.5904 | 9.229 | 8.3581 | 8.5742 | 6.4839 | 5.8518 | 4.4145 | 5.3958 | 6.0787 | 6.3628 | 4.015 | 0 | 3.3415 | 6.819 | 10.4947 | 10.1972 | 9.5853 | 9.4871 | 9.9036 | 10.4236 | 10.5861 | 10.1592 | 9.6009 | 9.2544 | 9.4238 | 10.2109 | 10.0196 | 9.3851 | 9.3307 | 9.2943 | 9.5199 | 0 | 9.1765 | 15.5379 | 13.2115 | 14.686 | 13.9875 | 14.411 | 14.5481 | 11.171 | 9.5904 | 9.229 | 8.3581 | 8.5742 | 6.4839 | 5.8518 | 4.4145 | 5.3958 | 6.0787 | 6.3628 | 4.015 | 0 | 3.3415 | 6.819 | 10.4947 | 10.1972 | 9.5853 | 9.4871 | 9.9036 | 10.4236 | 10.5861 | 10.1592 | 9.6009 | 9.2544 | 9.4238 | 10.2109 | 10.0196 | 9.3851 | 9.3307 | 9.2943 | 9.5199
UT | C&I | HVAC - DLC | Sustained Duration |  | 81.3907 |  |  | 212.1407 |  | 0 | 7.2493 | 12.2544 | 10.3303 | 11.4921 | 10.9236 | 11.2493 | 11.3657 | 8.6716 | 7.4037 | 7.1089 | 6.3981 | 6.5536 | 4.8898 | 4.3902 | 3.2466 | 4.0073 | 4.5363 | 4.7565 | 2.9168 | 0 | 2.5925 | 5.2966 | 8.1549 | 7.9101 | 7.4214 | 7.3423 | 7.6663 | 8.0931 | 8.2085 | 7.8627 | 7.4136 | 7.1349 | 7.271 | 7.8987 | 7.7395 | 7.2215 | 7.1754 | 7.1422 | 7.3214
UT | C&I | Pool Pump - DLC | Short Duration |  | 143.4012 |  |  | 130.7687 |  | 0 | 0.0085159 | 0.023975 | 0.045825 | 0.067339 | 0.083106 | 0.10514 | 0.12207 | 0.14319 | 0.1663 | 0.19636 | 0.21716 | 0.25039 | 0.26021 | 0.27401 | 0.27141 | 0.29286 | 0.31226 | 0.31876 | 0.28975 | 0 | 0.0088642 | 0.025543 | 0.053369 | 0.072695 | 0.090334 | 0.10937 | 0.13361 | 0.15365 | 0.18454 | 0.21198 | 0.23797 | 0.26063 | 0.27722 | 0.29403 | 0.30118 | 0.31833 | 0.3248 | 0.3318 | 0.33176 | 0 | 0.0085159 | 0.023975 | 0.045825 | 0.067339 | 0.083106 | 0.10514 | 0.12207 | 0.14319 | 0.1663 | 0.19636 | 0.21716 | 0.25039 | 0.26021 | 0.27401 | 0.27141 | 0.29286 | 0.31226 | 0.31876 | 0.28975 | 0 | 0.0088642 | 0.025543 | 0.053369 | 0.072695 | 0.090334 | 0.10937 | 0.13361 | 0.15365 | 0.18454 | 0.21198 | 0.23797 | 0.26063 | 0.27722 | 0.29403 | 0.30118 | 0.31833 | 0.3248 | 0.3318 | 0.33176
UT | C&I | Pool Pump - DLC | Sustained Duration |  | 161.8385 |  |  | 147.5818 |  | 0 | 0.0075457 | 0.021243 | 0.040604 | 0.059667 | 0.073638 | 0.093164 | 0.10817 | 0.12687 | 0.14735 | 0.17399 | 0.19242 | 0.22187 | 0.23056 | 0.2428 | 0.24049 | 0.2595 | 0.27669 | 0.28245 | 0.25674 | 0 | 0.0078543 | 0.022633 | 0.047289 | 0.064413 | 0.080043 | 0.096906 | 0.11839 | 0.13614 | 0.16352 | 0.18783 | 0.21086 | 0.23094 | 0.24564 | 0.26053 | 0.26687 | 0.28207 | 0.2878 | 0.294 | 0.29397
UT | C&I | Smart Thermostats | Short Duration |  | 15.2842 |  |  | 44.7941 |  | 0 | 3.1665 | 6.176 | 9.0264 | 10.4906 | 10.9151 | 11.8542 | 12.7389 | 11.492 | 11.2542 | 11.5148 | 11.2332 | 11.5376 | 10.1294 | 9.8084 | 8.7613 | 9.2391 | 9.5109 | 9.5296 | 7.8553 | 0 | 0.89062 | 1.9809 | 3.5187 | 3.6269 | 3.5746 | 3.6822 | 3.9676 | 4.3453 | 4.4884 | 4.3793 | 4.1913 | 4.0983 | 4.2707 | 4.7409 | 4.6836 | 4.3437 | 4.3233 | 4.299 | 4.424 | 0 | 3.1665 | 6.176 | 9.0264 | 10.4906 | 10.9151 | 11.8542 | 12.7389 | 11.492 | 11.2542 | 11.5148 | 11.2332 | 11.5376 | 10.1294 | 9.8084 | 8.7613 | 9.2391 | 9.5109 | 9.5296 | 7.8553 | 0 | 0.89062 | 1.9809 | 3.5187 | 3.6269 | 3.5746 | 3.6822 | 3.9676 | 4.3453 | 4.4884 | 4.3793 | 4.1913 | 4.0983 | 4.2707 | 4.7409 | 4.6836 | 4.3437 | 4.3233 | 4.299 | 4.424
UT | C&I | Smart Thermostats | Sustained Duration |  | 18.1954 |  |  | 53.3264 |  | 0 | 2.6599 | 5.1878 | 7.5821 | 8.8121 | 9.1687 | 9.9575 | 10.7007 | 9.6533 | 9.4535 | 9.6724 | 9.4359 | 9.6916 | 8.5087 | 8.2391 | 7.3595 | 7.7608 | 7.9892 | 8.0049 | 6.5984 | 0 | 0.74812 | 1.664 | 2.9557 | 3.0466 | 3.0026 | 3.0931 | 3.3328 | 3.6501 | 3.7703 | 3.6786 | 3.5207 | 3.4426 | 3.5874 | 3.9824 | 3.9342 | 3.6487 | 3.6315 | 3.6112 | 3.7162
UT | C&I | Third Party | Short Duration |  | 120.4725 |  |  | 186.5505 |  | 0 | 25.2587 | 47.8851 | 65.5352 | 75.5233 | 77.0446 | 84.1506 | 88.5367 | 84.5382 | 86.8367 | 93.3538 | 97.3107 | 108.193 | 104.3275 | 106.4229 | 102.776 | 112.5222 | 121.3222 | 124.9109 | 105.0664 | 0 | 14.6497 | 29.5383 | 45.9135 | 48.4293 | 49.8803 | 51.482 | 55.9992 | 54.9843 | 59.2929 | 62.0806 | 64.6991 | 66.7796 | 68.3435 | 70.6348 | 71.3552 | 75.9174 | 76.5906 | 77.6113 | 77.0744 | 0 | 25.2587 | 47.8851 | 65.5352 | 75.5233 | 77.0446 | 84.1506 | 88.5367 | 84.5382 | 86.8367 | 93.3538 | 97.3107 | 108.193 | 104.3275 | 106.4229 | 102.776 | 112.5222 | 121.3222 | 124.9109 | 105.0664 | 0 | 14.6497 | 29.5383 | 45.9135 | 48.4293 | 49.8803 | 51.482 | 55.9992 | 54.9843 | 59.2929 | 62.0806 | 64.6991 | 66.7796 | 68.3435 | 70.6348 | 71.3552 | 75.9174 | 76.5906 | 77.6113 | 77.0744
UT | C&I | Third Party | Sustained Duration |  | 125.2112 |  |  | 185.3174 |  | 0 | 24.9066 | 47.3246 | 64.736 | 74.5006 | 76.3288 | 83.4036 | 87.5385 | 83.8141 | 86.2831 | 92.618 | 96.8844 | 107.6501 | 104.0174 | 105.8686 | 102.4794 | 112.186 | 120.9394 | 124.5477 | 104.9744 | 0 | 15.1218 | 30.4951 | 47.4286 | 50.1096 | 51.6367 | 53.3476 | 58.0417 | 56.9993 | 61.6241 | 64.5913 | 67.3565 | 69.5897 | 71.2404 | 73.5843 | 74.5201 | 79.2754 | 80.0361 | 81.1583 | 80.6848
UT | C&I | Water Heater - DLC | Short Duration |  | 27.7709 |  |  | 19.9332 |  | 0 | 2.372 | 4.1268 | 4.9154 | 5.5543 | 4.981 | 4.9926 | 4.6708 | 3.8086 | 3.4023 | 3.0734 | 2.5919 | 2.3256 | 1.6845 | 1.2099 | 1.0053 | 1.0392 | 1.1096 | 1.1212 | 0.88527 | 0 | 2.9625 | 5.5237 | 7.7108 | 7.4725 | 6.9603 | 6.4058 | 6.2079 | 5.0216 | 4.6784 | 4.1348 | 3.5309 | 2.9046 | 2.2547 | 1.5953 | 1.3824 | 1.4522 | 1.4237 | 1.4003 | 1.3582 | 0 | 2.372 | 4.1268 | 4.9154 | 5.5543 | 4.981 | 4.9926 | 4.6708 | 3.8086 | 3.4023 | 3.0734 | 2.5919 | 2.3256 | 1.6845 | 1.2099 | 1.0053 | 1.0392 | 1.1096 | 1.1212 | 0.88527 | 0 | 2.9625 | 5.5237 | 7.7108 | 7.4725 | 6.9603 | 6.4058 | 6.2079 | 5.0216 | 4.6784 | 4.1348 | 3.5309 | 2.9046 | 2.2547 | 1.5953 | 1.3824 | 1.4522 | 1.4237 | 1.4003 | 1.3582
UT | C&I | Water Heater - DLC | Sustained Duration |  | 40.411 |  |  | 29.0054 |  | 0 | 1.6267 | 2.8323 | 3.3766 | 3.8198 | 3.4304 | 3.4447 | 3.2303 | 2.6419 | 2.3688 | 2.1495 | 1.8226 | 1.6458 | 1.2009 | 0.86969 | 0.72916 | 0.76253 | 0.82401 | 0.84268 | 0.67334 | 0 | 2.0317 | 3.7911 | 5.2969 | 5.139 | 4.7935 | 4.4197 | 4.2933 | 3.4834 | 3.2574 | 2.8919 | 2.4829 | 2.0556 | 1.6074 | 1.1467 | 1.0027 | 1.0655 | 1.0573 | 1.0525 | 1.033
UT | Irrigation | Irrigation DLC | Short Duration |  | 65.403 |  |  |  |  | 0 | 6.6698 | 12.8513 | 13.5793 | 13.79 | 13.464 | 13.4825 | 13.473 | 13.979 | 13.8101 | 13.6947 | 13.5675 | 13.2382 | 12.6968 | 13.901 | 13.7944 | 13.3048 | 13.319 | 13.1402 | 12.4331 | 0 | 0.064114 | 0.13059 | 0.11558 | 0.12077 | 0.12093 | 0.121 | 0.12724 | 0.11294 | 0.11556 | 0.11993 | 0.12032 | 0.12514 | 0.12908 | 0.11228 | 0.11542 | 0.1195 | 0.11954 | 0.12423 | 0.12938 | 0 | 6.6698 | 12.8513 | 13.5793 | 13.79 | 13.464 | 13.4825 | 13.473 | 13.979 | 13.8101 | 13.6947 | 13.5675 | 13.2382 | 12.6968 | 13.901 | 13.7944 | 13.3048 | 13.319 | 13.1402 | 12.4331 | 0 | 0.064114 | 0.13059 | 0.11558 | 0.12077 | 0.12093 | 0.121 | 0.12724 | 0.11294 | 0.11556 | 0.11993 | 0.12032 | 0.12514 | 0.12908 | 0.11228 | 0.11542 | 0.1195 | 0.11954 | 0.12423 | 0.12938
UT | Irrigation | Irrigation DLC | Sustained Duration |  | 65.403 |  |  |  |  | 0 | 6.6698 | 12.8513 | 13.5793 | 13.79 | 13.464 | 13.4825 | 13.473 | 13.979 | 13.8101 | 13.6947 | 13.5675 | 13.2382 | 12.6968 | 13.901 | 13.7944 | 13.3048 | 13.319 | 13.1402 | 12.4331 | 0 | 0.064114 | 0.13059 | 0.11558 | 0.12077 | 0.12093 | 0.121 | 0.12724 | 0.11294 | 0.11556 | 0.11993 | 0.12032 | 0.12514 | 0.12908 | 0.11228 | 0.11542 | 0.1195 | 0.11954 | 0.12423 | 0.12938
WA | Residential | Battery DLC | Short Duration | 36.4595 | 48.9595 | 61.4595 | 36.4595 | 48.9595 | 61.4595 | 0 | 0.40915 | 0.82923 | 1.2684 | 1.2848 | 1.3093 | 1.3339 | 1.3585 | 1.3749 | 1.3994 | 1.424 | 1.4567 | 1.4813 | 1.5141 | 1.5468 | 1.5796 | 1.6123 | 1.9317 | 2.6195 | 3.4302 | 0 | 0.40915 | 0.82923 | 1.2684 | 1.2848 | 1.3093 | 1.3339 | 1.3585 | 1.3749 | 1.3994 | 1.424 | 1.4567 | 1.4813 | 1.5141 | 1.5468 | 1.5796 | 1.6123 | 1.9317 | 2.6195 | 3.4302 | 0 | 0.40915 | 0.82923 | 1.2684 | 1.2848 | 1.3093 | 1.3339 | 1.3585 | 1.3749 | 1.3994 | 1.424 | 1.4567 | 1.4813 | 1.5141 | 1.5468 | 1.5796 | 1.6123 | 1.9317 | 2.6195 | 3.4302 | 0 | 0.40915 | 0.82923 | 1.2684 | 1.2848 | 1.3093 | 1.3339 | 1.3585 | 1.3749 | 1.3994 | 1.424 | 1.4567 | 1.4813 | 1.5141 | 1.5468 | 1.5796 | 1.6123 | 1.9317 | 2.6195 | 3.4302
WA | Residential | Battery DLC | Sustained Duration | 37.0433 | 49.5433 | 62.0433 | 37.0433 | 49.5433 | 62.0433 | 0 | 0.29225 | 0.59231 | 0.906 | 0.9177 | 0.93525 | 0.9528 | 0.97034 | 0.98204 | 0.99959 | 1.0171 | 1.0405 | 1.0581 | 1.0815 | 1.1049 | 1.1283 | 1.1517 | 1.3798 | 1.8711 | 2.4501 | 0 | 0.29225 | 0.59231 | 0.906 | 0.9177 | 0.93525 | 0.9528 | 0.97034 | 0.98204 | 0.99959 | 1.0171 | 1.0405 | 1.0581 | 1.0815 | 1.1049 | 1.1283 | 1.1517 | 1.3798 | 1.8711 | 2.4501
WA | Residential | EV DLC | Short Duration | 135.1807 | 146.7892 | 158.3978 | 132.8928 | 144.3049 | 155.717 | 0 | 0.02546 | 0.070205 | 0.15074 | 0.19201 | 0.23926 | 0.29852 | 0.3791 | 0.47337 | 0.5795 | 0.70394 | 0.83477 | 0.96274 | 1.1225 | 1.3567 | 1.5578 | 1.7487 | 1.9663 | 2.1905 | 2.4902 | 0 | 0.026785 | 0.074846 | 0.14947 | 0.19282 | 0.24511 | 0.30741 | 0.38398 | 0.47312 | 0.5784 | 0.70691 | 0.84651 | 1.0128 | 1.1967 | 1.356 | 1.5548 | 1.7914 | 2.0249 | 2.3045 | 2.5959 | 0 | 0.02546 | 0.070205 | 0.15074 | 0.19201 | 0.23926 | 0.29852 | 0.3791 | 0.47337 | 0.5795 | 0.70394 | 0.83477 | 0.96274 | 1.1225 | 1.3567 | 1.5578 | 1.7487 | 1.9663 | 2.1905 | 2.4902 | 0 | 0.026785 | 0.074846 | 0.14947 | 0.19282 | 0.24511 | 0.30741 | 0.38398 | 0.47312 | 0.5784 | 0.70691 | 0.84651 | 1.0128 | 1.1967 | 1.356 | 1.5548 | 1.7914 | 2.0249 | 2.3045 | 2.5959
WA | Residential | EV DLC | Sustained Duration | 135.1807 | 146.7892 | 158.3978 | 132.8928 | 144.3049 | 155.717 | 0 | 0.02546 | 0.070205 | 0.15074 | 0.19201 | 0.23926 | 0.29852 | 0.3791 | 0.47337 | 0.5795 | 0.70394 | 0.83477 | 0.96274 | 1.1225 | 1.3567 | 1.5578 | 1.7487 | 1.9663 | 2.1905 | 2.4902 | 0 | 0.026785 | 0.074846 | 0.14947 | 0.19282 | 0.24511 | 0.30741 | 0.38398 | 0.47312 | 0.5784 | 0.70691 | 0.84651 | 1.0128 | 1.1967 | 1.356 | 1.5548 | 1.7914 | 2.0249 | 2.3045 | 2.5959
WA | Residential | Grid Interactive Water Heater | Short Duration | 91.1058 | 100.3558 | 109.6059 | 39.9751 | 44.0338 | 48.0926 | 0 | 0.95053 | 2.2675 | 4.0112 | 4.3607 | 4.7707 | 5.0802 | 5.3434 | 5.7273 | 5.8338 | 5.8509 | 5.867 | 5.6842 | 5.6179 | 5.619 | 5.4703 | 5.22 | 4.9751 | 4.7831 | 4.7982 | 0 | 2.1772 | 5.1922 | 8.7872 | 10.064 | 11.0995 | 12.0697 | 12.8883 | 13.4698 | 14.293 | 14.7716 | 15.0861 | 15.3383 | 15.382 | 15.0991 | 15.4695 | 15.4288 | 15.3594 | 15.3287 | 15.1316 | 0 | 0.95053 | 2.2675 | 4.0112 | 4.3607 | 4.7707 | 5.0802 | 5.3434 | 5.7273 | 5.8338 | 5.8509 | 5.867 | 5.6842 | 5.6179 | 5.619 | 5.4703 | 5.22 | 4.9751 | 4.7831 | 4.7982 | 0 | 2.1772 | 5.1922 | 8.7872 | 10.064 | 11.0995 | 12.0697 | 12.8883 | 13.4698 | 14.293 | 14.7716 | 15.0861 | 15.3383 | 15.382 | 15.0991 | 15.4695 | 15.4288 | 15.3594 | 15.3287 | 15.1316
WA | Residential | Grid Interactive Water Heater | Sustained Duration | 126.3879 | 139.2202 | 152.0525 | 54.7223 | 60.2783 | 65.8343 | 0 | 0.68004 | 1.6264 | 2.8859 | 3.1476 | 3.4573 | 3.698 | 3.9104 | 4.2148 | 4.3243 | 4.3731 | 4.4282 | 4.3342 | 4.3315 | 4.3779 | 4.3059 | 4.1732 | 4.0342 | 3.9266 | 3.9828 | 0 | 1.5721 | 3.7636 | 6.3959 | 7.369 | 8.1763 | 8.951 | 9.6302 | 10.1316 | 10.8644 | 11.3544 | 11.7334 | 12.079 | 12.2534 | 12.15 | 12.5897 | 12.748 | 12.8537 | 12.9609 | 12.8953
WA | Residential | Home Energy Management System | Short Duration | 32.7599 | 37.7137 | 42.6674 | 72.572 | 83.5458 | 94.5197 | 0 | 0.32094 | 0.83806 | 1.5472 | 1.9873 | 2.3742 | 2.9293 | 3.5426 | 4.0636 | 4.5108 | 5.0209 | 4.9383 | 5.4909 | 5.7108 | 5.77 | 5.8022 | 5.8175 | 6.0027 | 6.155 | 6.0621 | 0 | 0.14223 | 0.36595 | 0.73164 | 0.88253 | 1.0679 | 1.2893 | 1.4982 | 1.8064 | 1.9599 | 2.0571 | 2.1559 | 2.1786 | 2.1763 | 2.3228 | 2.3054 | 2.2041 | 2.2114 | 2.2098 | 2.1838 | 0 | 0.32094 | 0.83806 | 1.5472 | 1.9873 | 2.3742 | 2.9293 | 3.5426 | 4.0636 | 4.5108 | 5.0209 | 4.9383 | 5.4909 | 5.7108 | 5.77 | 5.8022 | 5.8175 | 6.0027 | 6.155 | 6.0621 | 0 | 0.14223 | 0.36595 | 0.73164 | 0.88253 | 1.0679 | 1.2893 | 1.4982 | 1.8064 | 1.9599 | 2.0571 | 2.1559 | 2.1786 | 2.1763 | 2.3228 | 2.3054 | 2.2041 | 2.2114 | 2.2098 | 2.1838
WA | Residential | Home Energy Management System | Sustained Duration | 63.8637 | 73.5207 | 83.1778 | 137.6359 | 158.4483 | 179.2608 | 0 | 0.16492 | 0.43022 | 0.7944 | 1.0184 | 1.2174 | 1.5 | 1.8117 | 2.0776 | 2.3059 | 2.5633 | 2.5262 | 2.8015 | 2.9117 | 2.941 | 2.9574 | 2.9651 | 3.0565 | 3.132 | 3.0869 | 0 | 0.075489 | 0.19382 | 0.38539 | 0.4649 | 0.56227 | 0.67801 | 0.78763 | 0.94621 | 1.0274 | 1.0794 | 1.1307 | 1.1436 | 1.143 | 1.2158 | 1.2073 | 1.1572 | 1.1608 | 1.1601 | 1.147
WA | Residential | HVAC - DLC | Short Duration | 80.6555 | 87.4159 | 94.1762 | 33.9968 | 36.8463 | 39.6958 | 0 | 4.9256 | 9.5224 | 13.0711 | 12.4879 | 10.9303 | 9.7892 | 8.5711 | 7.1724 | 5.9469 | 5.176 | 4.2552 | 4.2342 | 4.1686 | 4.1195 | 4.1184 | 4.1274 | 4.2637 | 4.3764 | 4.3114 | 0 | 10.8724 | 20.8865 | 31.8652 | 29.7552 | 27.9635 | 26.5698 | 24.8256 | 24.8204 | 23.1296 | 21.6933 | 21.1581 | 20.5231 | 20.1181 | 21.3384 | 21.1435 | 20.2085 | 20.2993 | 20.3117 | 20.0961 | 0 | 4.9256 | 9.5224 | 13.0711 | 12.4879 | 10.9303 | 9.7892 | 8.5711 | 7.1724 | 5.9469 | 5.176 | 4.2552 | 4.2342 | 4.1686 | 4.1195 | 4.1184 | 4.1274 | 4.2637 | 4.3764 | 4.3114 | 0 | 10.8724 | 20.8865 | 31.8652 | 29.7552 | 27.9635 | 26.5698 | 24.8256 | 24.8204 | 23.1296 | 21.6933 | 21.1581 | 20.5231 | 20.1181 | 21.3384 | 21.1435 | 20.2085 | 20.2993 | 20.3117 | 20.0961
WA | Residential | HVAC - DLC | Sustained Duration | 158.5062 | 171.7919 | 185.0776 | 38.0027 | 41.188 | 44.3733 | 0 | 2.5056 | 4.8446 | 6.6512 | 6.3556 | 5.5626 | 4.9812 | 4.3609 | 3.6491 | 3.0258 | 2.6342 | 2.1668 | 2.158 | 2.1269 | 2.1043 | 2.1062 | 2.1133 | 2.1856 | 2.2459 | 2.2151 | 0 | 9.7263 | 18.6848 | 28.5062 | 26.6187 | 25.0159 | 23.769 | 22.2087 | 22.204 | 20.6915 | 19.4066 | 18.9278 | 18.3598 | 17.9974 | 19.0891 | 18.9147 | 18.0782 | 18.1595 | 18.1706 | 17.9777
WA | Residential | Pool Pump - DLC | Short Duration | 435.0682 | 472.0639 | 509.0597 | 427.2728 | 463.6057 | 499.9386 | 0 | 0.0058594 | 0.015079 | 0.028646 | 0.033179 | 0.036995 | 0.040872 | 0.045695 | 0.050157 | 0.053791 | 0.057583 | 0.060432 | 0.061897 | 0.064567 | 0.070283 | 0.073079 | 0.073211 | 0.071539 | 0.069845 | 0.070113 | 0 | 0.0061643 | 0.016076 | 0.028405 | 0.033319 | 0.037899 | 0.042089 | 0.046284 | 0.050131 | 0.053688 | 0.057826 | 0.061282 | 0.065117 | 0.068836 | 0.070247 | 0.07294 | 0.075 | 0.07367 | 0.073479 | 0.073091 | 0 | 0.0058594 | 0.015079 | 0.028646 | 0.033179 | 0.036995 | 0.040872 | 0.045695 | 0.050157 | 0.053791 | 0.057583 | 0.060432 | 0.061897 | 0.064567 | 0.070283 | 0.073079 | 0.073211 | 0.071539 | 0.069845 | 0.070113 | 0 | 0.0061643 | 0.016076 | 0.028405 | 0.033319 | 0.037899 | 0.042089 | 0.046284 | 0.050131 | 0.053688 | 0.057826 | 0.061282 | 0.065117 | 0.068836 | 0.070247 | 0.07294 | 0.075 | 0.07367 | 0.073479 | 0.073091
WA | Residential | Pool Pump - DLC | Sustained Duration | 491.0055 | 532.7579 | 574.5102 | 482.2079 | 523.2121 | 564.2164 | 0 | 0.0051919 | 0.013361 | 0.025382 | 0.029399 | 0.03278 | 0.036216 | 0.040489 | 0.044443 | 0.047663 | 0.051023 | 0.053547 | 0.054845 | 0.057212 | 0.062276 | 0.064754 | 0.06487 | 0.063389 | 0.061888 | 0.062126 | 0 | 0.0054621 | 0.014244 | 0.025169 | 0.029524 | 0.033581 | 0.037294 | 0.041011 | 0.04442 | 0.047572 | 0.051238 | 0.054301 | 0.057699 | 0.060994 | 0.062244 | 0.06463 | 0.066455 | 0.065277 | 0.065108 | 0.064764
WA | Residential | Smart Thermostats | Short Duration | 12.373 | 14.9401 | 17.5073 | 25.6576 | 30.9811 | 36.3045 | 0 | 1.7087 | 4.3049 | 7.7242 | 9.702 | 11.371 | 13.8222 | 16.5111 | 18.7417 | 20.6154 | 22.755 | 22.237 | 24.6509 | 25.594 | 25.8367 | 25.9764 | 26.0421 | 26.8751 | 27.5603 | 27.1417 | 0 | 0.82784 | 2.0259 | 3.9099 | 4.588 | 5.425 | 6.4351 | 7.3744 | 8.8047 | 9.4708 | 9.8682 | 10.2981 | 10.3779 | 10.3527 | 11.0526 | 10.9674 | 10.477 | 10.5117 | 10.5039 | 10.3778 | 0 | 1.7087 | 4.3049 | 7.7242 | 9.702 | 11.371 | 13.8222 | 16.5111 | 18.7417 | 20.6154 | 22.755 | 22.237 | 24.6509 | 25.594 | 25.8367 | 25.9764 | 26.0421 | 26.8751 | 27.5603 | 27.1417 | 0 | 0.82784 | 2.0259 | 3.9099 | 4.588 | 5.425 | 6.4351 | 7.3744 | 8.8047 | 9.4708 | 9.8682 | 10.2981 | 10.3779 | 10.3527 | 11.0526 | 10.9674 | 10.477 | 10.5117 | 10.5039 | 10.3778
WA | Residential | Smart Thermostats | Sustained Duration | 25.0406 | 30.236 | 35.4314 | 51.9262 | 62.6998 | 73.4734 | 0 | 0.84431 | 2.1271 | 3.8167 | 4.7939 | 5.6186 | 6.8298 | 8.1584 | 9.2606 | 10.1864 | 11.2436 | 10.9877 | 12.1805 | 12.6465 | 12.7664 | 12.8354 | 12.8679 | 13.2795 | 13.618 | 13.4112 | 0 | 0.40905 | 1.001 | 1.932 | 2.267 | 2.6806 | 3.1797 | 3.6438 | 4.3506 | 4.6797 | 4.8761 | 5.0885 | 5.1279 | 5.1154 | 5.4613 | 5.4192 | 5.1769 | 5.194 | 5.1902 | 5.1279
WA | Residential | Water Heater - DLC | Short Duration | 36.0657 | 41.6019 | 47.1381 | 16.7107 | 19.2758 | 21.8409 | 0 | 1.2741 | 2.3095 | 3.2107 | 2.8039 | 2.4934 | 2.1721 | 1.8647 | 1.6199 | 1.3663 | 1.1561 | 0.98821 | 0.82629 | 0.70532 | 0.61265 | 0.51828 | 0.43997 | 0.37211 | 0.31382 | 0.27247 | 0 | 2.8129 | 5.0688 | 6.7063 | 6.0933 | 5.4064 | 4.75 | 4.0861 | 3.4323 | 2.9497 | 2.5123 | 2.1386 | 1.8242 | 1.548 | 1.2981 | 1.1189 | 0.95398 | 0.81375 | 0.69282 | 0.58706 | 0 | 1.2741 | 2.3095 | 3.2107 | 2.8039 | 2.4934 | 2.1721 | 1.8647 | 1.6199 | 1.3663 | 1.1561 | 0.98821 | 0.82629 | 0.70532 | 0.61265 | 0.51828 | 0.43997 | 0.37211 | 0.31382 | 0.27247 | 0 | 2.8129 | 5.0688 | 6.7063 | 6.0933 | 5.4064 | 4.75 | 4.0861 | 3.4323 | 2.9497 | 2.5123 | 2.1386 | 1.8242 | 1.548 | 1.2981 | 1.1189 | 0.95398 | 0.81375 | 0.69282 | 0.58706
WA | Residential | Water Heater - DLC | Sustained Duration | 52.7114 | 60.8028 | 68.8941 | 24.4233 | 28.1723 | 31.9214 | 0 | 0.87178 | 1.5802 | 2.1968 | 1.9185 | 1.706 | 1.4862 | 1.2758 | 1.1083 | 0.93487 | 0.79099 | 0.67614 | 0.56536 | 0.48259 | 0.41918 | 0.35461 | 0.30103 | 0.2546 | 0.21472 | 0.18643 | 0 | 1.9246 | 3.4682 | 4.5885 | 4.1691 | 3.6991 | 3.25 | 2.7958 | 2.3484 | 2.0182 | 1.7189 | 1.4633 | 1.2481 | 1.0592 | 0.88818 | 0.76555 | 0.65272 | 0.55677 | 0.47403 | 0.40167
WA | C&I | Battery DLC | Short Duration | 35.4996 | 47.9996 | 60.4996 | 35.4996 | 47.9996 | 60.4996 | 0 | 0.44709 | 0.90586 | 1.3851 | 1.4026 | 1.4289 | 1.4552 | 1.5867 | 1.7708 | 2.0601 | 2.4458 | 3.2611 | 3.9274 | 4.6637 | 5.2774 | 6.005 | 6.5748 | 7.1271 | 7.6794 | 8.0563 | 0 | 0.44709 | 0.90586 | 1.3851 | 1.4026 | 1.4289 | 1.4552 | 1.5867 | 1.7708 | 2.0601 | 2.4458 | 3.2611 | 3.9274 | 4.6637 | 5.2774 | 6.005 | 6.5748 | 7.1271 | 7.6794 | 8.0563 | 0 | 0.44709 | 0.90586 | 1.3851 | 1.4026 | 1.4289 | 1.4552 | 1.5867 | 1.7708 | 2.0601 | 2.4458 | 3.2611 | 3.9274 | 4.6637 | 5.2774 | 6.005 | 6.5748 | 7.1271 | 7.6794 | 8.0563 | 0 | 0.44709 | 0.90586 | 1.3851 | 1.4026 | 1.4289 | 1.4552 | 1.5867 | 1.7708 | 2.0601 | 2.4458 | 3.2611 | 3.9274 | 4.6637 | 5.2774 | 6.005 | 6.5748 | 7.1271 | 7.6794 | 8.0563
WA | C&I | Battery DLC | Sustained Duration | 35.7494 | 48.2494 | 60.7494 | 35.7494 | 48.2494 | 60.7494 | 0 | 0.29806 | 0.60391 | 0.9234 | 0.93509 | 0.95262 | 0.97015 | 1.0578 | 1.1805 | 1.3734 | 1.6306 | 2.1741 | 2.6182 | 3.1092 | 3.5183 | 4.0033 | 4.3832 | 4.7514 | 5.1196 | 5.3709 | 0 | 0.29806 | 0.60391 | 0.9234 | 0.93509 | 0.95262 | 0.97015 | 1.0578 | 1.1805 | 1.3734 | 1.6306 | 2.1741 | 2.6182 | 3.1092 | 3.5183 | 4.0033 | 4.3832 | 4.7514 | 5.1196 | 5.3709
WA | C&I | Grid Interactive Water Heater | Short Duration | 43.1872 | 47.4424 | 51.6975 | 22.2794 | 24.4745 | 26.6697 | 0 | 0.13179 | 0.30309 | 0.46058 | 0.65134 | 0.71307 | 0.86679 | 0.96752 | 0.94581 | 0.9955 | 1.0821 | 1.0916 | 1.2147 | 1.1255 | 1.1212 | 1.0578 | 1.1238 | 1.2214 | 1.243 | 0.98315 | 0 | 0.23072 | 0.56988 | 0.98911 | 1.2083 | 1.3841 | 1.549 | 1.8072 | 1.693 | 1.8935 | 2.0073 | 2.0819 | 2.1266 | 2.1162 | 2.0069 | 2.0119 | 2.1813 | 2.1827 | 2.1762 | 2.1358 | 0 | 0.13179 | 0.30309 | 0.46058 | 0.65134 | 0.71307 | 0.86679 | 0.96752 | 0.94581 | 0.9955 | 1.0821 | 1.0916 | 1.2147 | 1.1255 | 1.1212 | 1.0578 | 1.1238 | 1.2214 | 1.243 | 0.98315 | 0 | 0.23072 | 0.56988 | 0.98911 | 1.2083 | 1.3841 | 1.549 | 1.8072 | 1.693 | 1.8935 | 2.0073 | 2.0819 | 2.1266 | 2.1162 | 2.0069 | 2.0119 | 2.1813 | 2.1827 | 2.1762 | 2.1358
WA | C&I | Grid Interactive Water Heater | Sustained Duration | 59.8879 | 65.7885 | 71.6891 | 30.8945 | 33.9384 | 36.9824 | 0 | 0.094086 | 0.21709 | 0.33116 | 0.4704 | 0.51766 | 0.63294 | 0.71103 | 0.69979 | 0.74198 | 0.8129 | 0.82687 | 0.92799 | 0.86707 | 0.87067 | 0.82753 | 0.88735 | 0.97247 | 0.99642 | 0.79246 | 0 | 0.16472 | 0.40817 | 0.71117 | 0.87265 | 1.0048 | 1.1311 | 1.3281 | 1.2526 | 1.4113 | 1.508 | 1.577 | 1.6246 | 1.6303 | 1.5585 | 1.574 | 1.7223 | 1.7378 | 1.7444 | 1.7216
WA | C&I | HVAC - DLC | Short Duration | 73.6993 | 79.1266 | 84.5539 | 195.067 | 209.4319 | 223.7969 | 0 | 0.6571 | 1.1907 | 1.5048 | 1.6757 | 1.5526 | 1.5515 | 1.6382 | 1.3094 | 1.2469 | 1.2152 | 1.1137 | 1.1397 | 1.0184 | 0.93921 | 0.87814 | 0.9219 | 0.95158 | 0.99366 | 0.85728 | 0 | 0.20803 | 0.41061 | 0.62437 | 0.62686 | 0.6229 | 0.62428 | 0.6178 | 0.60058 | 0.61038 | 0.60506 | 0.60711 | 0.58454 | 0.57568 | 0.57738 | 0.58632 | 0.58582 | 0.58977 | 0.57545 | 0.57344 | 0 | 0.6571 | 1.1907 | 1.5048 | 1.6757 | 1.5526 | 1.5515 | 1.6382 | 1.3094 | 1.2469 | 1.2152 | 1.1137 | 1.1397 | 1.0184 | 0.93921 | 0.87814 | 0.9219 | 0.95158 | 0.99366 | 0.85728 | 0 | 0.20803 | 0.41061 | 0.62437 | 0.62686 | 0.6229 | 0.62428 | 0.6178 | 0.60058 | 0.61038 | 0.60506 | 0.60711 | 0.58454 | 0.57568 | 0.57738 | 0.58632 | 0.58582 | 0.58977 | 0.57545 | 0.57344
WA | C&I | HVAC - DLC | Sustained Duration | 92.1241 | 98.9082 | 105.6924 | 244.7737 | 262.7992 | 280.8246 | 0 | 0.52497 | 0.95117 | 1.202 | 1.3386 | 1.24 | 1.239 | 1.3084 | 1.0454 | 0.99539 | 0.96999 | 0.88864 | 0.90931 | 0.81231 | 0.74899 | 0.70018 | 0.73499 | 0.75859 | 0.79219 | 0.6834 | 0 | 0.1658 | 0.32725 | 0.4976 | 0.49953 | 0.49636 | 0.49745 | 0.49219 | 0.47849 | 0.48622 | 0.48191 | 0.48353 | 0.46545 | 0.45836 | 0.4597 | 0.4668 | 0.4663 | 0.46944 | 0.45795 | 0.45634
WA | C&I | Pool Pump - DLC | Short Duration | 220.0809 | 234.9567 | 249.8325 | 200.6773 | 214.2416 | 227.8058 | 0 | 0.00066086 | 0.0018238 | 0.0034239 | 0.0049519 | 0.0058787 | 0.0071528 | 0.0081133 | 0.0092874 | 0.010583 | 0.012295 | 0.013407 | 0.015273 | 0.015672 | 0.016278 | 0.015836 | 0.016767 | 0.01756 | 0.017612 | 0.01576 | 0 | 0.00068788 | 0.0019431 | 0.0039876 | 0.0053457 | 0.00639 | 0.0074401 | 0.0088802 | 0.0099657 | 0.011744 | 0.013273 | 0.014691 | 0.015898 | 0.016697 | 0.017467 | 0.017573 | 0.018225 | 0.018265 | 0.018333 | 0.018045 | 0 | 0.00066086 | 0.0018238 | 0.0034239 | 0.0049519 | 0.0058787 | 0.0071528 | 0.0081133 | 0.0092874 | 0.010583 | 0.012295 | 0.013407 | 0.015273 | 0.015672 | 0.016278 | 0.015836 | 0.016767 | 0.01756 | 0.017612 | 0.01576 | 0 | 0.00068788 | 0.0019431 | 0.0039876 | 0.0053457 | 0.00639 | 0.0074401 | 0.0088802 | 0.0099657 | 0.011744 | 0.013273 | 0.014691 | 0.015898 | 0.016697 | 0.017467 | 0.017573 | 0.018225 | 0.018265 | 0.018333 | 0.018045
WA | C&I | Pool Pump - DLC | Sustained Duration | 248.377 | 265.1654 | 281.9538 | 226.4787 | 241.7869 | 257.0952 | 0 | 0.00058557 | 0.001616 | 0.0030338 | 0.0043877 | 0.005209 | 0.0063379 | 0.007189 | 0.0082293 | 0.0093772 | 0.010894 | 0.01188 | 0.013533 | 0.013886 | 0.014423 | 0.014032 | 0.014857 | 0.015559 | 0.015606 | 0.013965 | 0 | 0.00060952 | 0.0017217 | 0.0035333 | 0.0047367 | 0.005662 | 0.0065925 | 0.0078686 | 0.0088304 | 0.010406 | 0.011761 | 0.013018 | 0.014086 | 0.014795 | 0.015477 | 0.015571 | 0.016149 | 0.016184 | 0.016244 | 0.01599
WA | C&I | Smart Thermostats | Short Duration | 8.2876 | 10.5615 | 12.8354 | 26.623 | 33.9276 | 41.2322 | 0 | 0.77385 | 1.5374 | 2.1152 | 2.5729 | 2.5619 | 2.7376 | 3.0923 | 2.6003 | 2.6385 | 2.7322 | 2.6311 | 2.7117 | 2.4234 | 2.1825 | 1.9954 | 2.0473 | 2.0707 | 2.136 | 1.8152 | 0 | 0.21027 | 0.44656 | 0.72859 | 0.78039 | 0.81846 | 0.85652 | 0.87236 | 0.87456 | 0.9077 | 0.91839 | 0.94065 | 0.91805 | 0.91799 | 0.93357 | 0.95351 | 0.93891 | 0.93835 | 0.90564 | 0.89758 | 0 | 0.77385 | 1.5374 | 2.1152 | 2.5729 | 2.5619 | 2.7376 | 3.0923 | 2.6003 | 2.6385 | 2.7322 | 2.6311 | 2.7117 | 2.4234 | 2.1825 | 1.9954 | 2.0473 | 2.0707 | 2.136 | 1.8152 | 0 | 0.21027 | 0.44656 | 0.72859 | 0.78039 | 0.81846 | 0.85652 | 0.87236 | 0.87456 | 0.9077 | 0.91839 | 0.94065 | 0.91805 | 0.91799 | 0.93357 | 0.95351 | 0.93891 | 0.93835 | 0.90564 | 0.89758
WA | C&I | Smart Thermostats | Sustained Duration | 9.8662 | 12.5732 | 15.2802 | 31.6941 | 40.39 | 49.086 | 0 | 0.65003 | 1.2914 | 1.7768 | 2.1612 | 2.152 | 2.2996 | 2.5975 | 2.1842 | 2.2163 | 2.2951 | 2.2101 | 2.2778 | 2.0356 | 1.8333 | 1.6761 | 1.7197 | 1.7394 | 1.7942 | 1.5248 | 0 | 0.17663 | 0.37511 | 0.61202 | 0.65553 | 0.68751 | 0.71948 | 0.73278 | 0.73463 | 0.76247 | 0.77145 | 0.79014 | 0.77116 | 0.77111 | 0.7842 | 0.80095 | 0.78869 | 0.78821 | 0.76074 | 0.75397
WA | C&I | Third Party | Short Duration | 136.8045 | 143.5849 | 150.3652 | 185.5777 | 194.7754 | 203.973 | 0 | 3.8345 | 7.3075 | 9.8627 | 11.2118 | 11.2274 | 11.9957 | 12.5697 | 11.9821 | 12.4552 | 13.3939 | 13.8777 | 15.3179 | 15.0954 | 15.2355 | 14.9583 | 16.2009 | 17.2277 | 17.7511 | 15.519 | 0 | 2.597 | 5.1514 | 7.8755 | 8.1551 | 8.2909 | 8.4578 | 9.0147 | 8.8844 | 9.5497 | 10.0129 | 10.4919 | 10.8644 | 11.1507 | 11.5588 | 11.7633 | 12.4491 | 12.5766 | 12.6993 | 12.5762 | 0 | 3.8345 | 7.3075 | 9.8627 | 11.2118 | 11.2274 | 11.9957 | 12.5697 | 11.9821 | 12.4552 | 13.3939 | 13.8777 | 15.3179 | 15.0954 | 15.2355 | 14.9583 | 16.2009 | 17.2277 | 17.7511 | 15.519 | 0 | 2.597 | 5.1514 | 7.8755 | 8.1551 | 8.2909 | 8.4578 | 9.0147 | 8.8844 | 9.5497 | 10.0129 | 10.4919 | 10.8644 | 11.1507 | 11.5588 | 11.7633 | 12.4491 | 12.5766 | 12.6993 | 12.5762
WA | C&I | Third Party | Sustained Duration | 145.585 | 152.9091 | 160.2333 | 192.1245 | 201.7899 | 211.4554 | 0 | 3.5316 | 6.7843 | 9.2211 | 10.5073 | 10.6759 | 11.4959 | 12.1068 | 11.6562 | 12.2102 | 13.1776 | 13.8093 | 15.3036 | 15.1596 | 15.3351 | 15.1132 | 16.415 | 17.4789 | 18.0095 | 15.7624 | 0 | 2.4502 | 4.9021 | 7.5424 | 7.899 | 8.1097 | 8.3547 | 8.9862 | 8.9206 | 9.6857 | 10.2338 | 10.7855 | 11.2397 | 11.5849 | 12.0335 | 12.3069 | 13.0433 | 13.2008 | 13.3514 | 13.2456
WA | C&I | Water Heater - DLC | Short Duration | 17.5222 | 20.211 | 22.8999 | 9.0816 | 10.4752 | 11.8688 | 0 | 0.23341 | 0.39168 | 0.45025 | 0.49227 | 0.42134 | 0.4025 | 0.35263 | 0.2679 | 0.22405 | 0.19662 | 0.16208 | 0.1488 | 0.11445 | 0.095073 | 0.075044 | 0.067233 | 0.061681 | 0.052908 | 0.035232 | 0 | 0.40864 | 0.73645 | 0.96694 | 0.91323 | 0.81783 | 0.71929 | 0.65867 | 0.47952 | 0.42616 | 0.36475 | 0.30912 | 0.2605 | 0.2152 | 0.17018 | 0.14274 | 0.1305 | 0.11023 | 0.092627 | 0.07654 | 0 | 0.23341 | 0.39168 | 0.45025 | 0.49227 | 0.42134 | 0.4025 | 0.35263 | 0.2679 | 0.22405 | 0.19662 | 0.16208 | 0.1488 | 0.11445 | 0.095073 | 0.075044 | 0.067233 | 0.061681 | 0.052908 | 0.035232 | 0 | 0.40864 | 0.73645 | 0.96694 | 0.91323 | 0.81783 | 0.71929 | 0.65867 | 0.47952 | 0.42616 | 0.36475 | 0.30912 | 0.2605 | 0.2152 | 0.17018 | 0.14274 | 0.1305 | 0.11023 | 0.092627 | 0.07654
WA | C&I | Water Heater - DLC | Sustained Duration | 25.6094 | 29.5392 | 33.469 | 13.2732 | 15.31 | 17.3468 | 0 | 0.1597 | 0.26799 | 0.30807 | 0.33682 | 0.28829 | 0.2754 | 0.24127 | 0.1833 | 0.1533 | 0.13453 | 0.1109 | 0.10181 | 0.078311 | 0.06505 | 0.051346 | 0.046002 | 0.042202 | 0.0362 | 0.024106 | 0 | 0.27959 | 0.50389 | 0.66159 | 0.62484 | 0.55957 | 0.49214 | 0.45067 | 0.32809 | 0.29158 | 0.24956 | 0.21151 | 0.17824 | 0.14724 | 0.11644 | 0.097662 | 0.089289 | 0.075417 | 0.063376 | 0.052369
WA | Irrigation | Irrigation DLC | Short Duration | 33.5439 | 41.1727 | 48.8016 |  |  |  | 0 | 0.78372 | 1.535 | 2.2667 | 2.3232 | 2.3245 | 2.3567 | 2.3607 | 2.263 | 2.2579 | 2.3081 | 2.2842 | 2.3236 | 2.2686 | 2.2324 | 2.2206 | 2.2723 | 2.3002 | 2.2823 | 2.2298 | 0 | 0.012994 | 0.02587 | 0.040654 | 0.03969 | 0.03946 | 0.039224 | 0.03986 | 0.03985 | 0.039834 | 0.039432 | 0.039338 | 0.038527 | 0.038234 | 0.03931 | 0.039176 | 0.038575 | 0.038283 | 0.037842 | 0.038407 | 0 | 0.78372 | 1.535 | 2.2667 | 2.3232 | 2.3245 | 2.3567 | 2.3607 | 2.263 | 2.2579 | 2.3081 | 2.2842 | 2.3236 | 2.2686 | 2.2324 | 2.2206 | 2.2723 | 2.3002 | 2.2823 | 2.2298 | 0 | 0.012994 | 0.02587 | 0.040654 | 0.03969 | 0.03946 | 0.039224 | 0.03986 | 0.03985 | 0.039834 | 0.039432 | 0.039338 | 0.038527 | 0.038234 | 0.03931 | 0.039176 | 0.038575 | 0.038283 | 0.037842 | 0.038407
WA | Irrigation | Irrigation DLC | Sustained Duration | 33.5439 | 41.1727 | 48.8016 |  |  |  | 0 | 0.78372 | 1.535 | 2.2667 | 2.3232 | 2.3245 | 2.3567 | 2.3607 | 2.263 | 2.2579 | 2.3081 | 2.2842 | 2.3236 | 2.2686 | 2.2324 | 2.2206 | 2.2723 | 2.3002 | 2.2823 | 2.2298 | 0 | 0.012994 | 0.02587 | 0.040654 | 0.03969 | 0.03946 | 0.039224 | 0.03986 | 0.03985 | 0.039834 | 0.039432 | 0.039338 | 0.038527 | 0.038234 | 0.03931 | 0.039176 | 0.038575 | 0.038283 | 0.037842 | 0.038407
WY | Residential | Battery DLC | Short Duration |  | 61.3973 |  |  | 61.3973 |  | 0 | 0.092116 | 0.18423 | 0.27635 | 0.27635 | 0.27635 | 0.46171 | 0.91667 | 1.4222 | 2.0457 | 2.8039 | 3.7139 | 4.6406 | 5.6685 | 6.5448 | 7.5389 | 8.6005 | 9.7969 | 11.1113 | 11.8864 | 0 | 0.092116 | 0.18423 | 0.27635 | 0.27635 | 0.27635 | 0.46171 | 0.91667 | 1.4222 | 2.0457 | 2.8039 | 3.7139 | 4.6406 | 5.6685 | 6.5448 | 7.5389 | 8.6005 | 9.7969 | 11.1113 | 11.8864 | 0 | 0.092116 | 0.18423 | 0.27635 | 0.27635 | 0.27635 | 0.46171 | 0.91667 | 1.4222 | 2.0457 | 2.8039 | 3.7139 | 4.6406 | 5.6685 | 6.5448 | 7.5389 | 8.6005 | 9.7969 | 11.1113 | 11.8864 | 0 | 0.092116 | 0.18423 | 0.27635 | 0.27635 | 0.27635 | 0.46171 | 0.91667 | 1.4222 | 2.0457 | 2.8039 | 3.7139 | 4.6406 | 5.6685 | 6.5448 | 7.5389 | 8.6005 | 9.7969 | 11.1113 | 11.8864
WY | Residential | Battery DLC | Sustained Duration |  | 61.9563 |  |  | 61.9563 |  | 0 | 0.065797 | 0.13159 | 0.19739 | 0.19739 | 0.19739 | 0.32979 | 0.65476 | 1.0158 | 1.4612 | 2.0028 | 2.6528 | 3.3147 | 4.0489 | 4.6748 | 5.385 | 6.1432 | 6.9978 | 7.9366 | 8.4903 | 0 | 0.065797 | 0.13159 | 0.19739 | 0.19739 | 0.19739 | 0.32979 | 0.65476 | 1.0158 | 1.4612 | 2.0028 | 2.6528 | 3.3147 | 4.0489 | 4.6748 | 5.385 | 6.1432 | 6.9978 | 7.9366 | 8.4903
WY | Residential | EV DLC | Short Duration |  | 143.1801 |  |  | 144.7848 |  | 0 | 0.02043 | 0.053506 | 0.10657 | 0.12778 | 0.14594 | 0.16566 | 0.19049 | 0.21501 | 0.23864 | 0.26498 | 0.28965 | 0.31065 | 0.33798 | 0.38232 | 0.41421 | 0.4404 | 0.47051 | 0.49991 | 0.54164 | 0 | 0.020867 | 0.055338 | 0.10274 | 0.12482 | 0.14516 | 0.16567 | 0.18756 | 0.20899 | 0.23179 | 0.25885 | 0.28548 | 0.3173 | 0.34955 | 0.37162 | 0.40232 | 0.43806 | 0.47052 | 0.51061 | 0.54841 | 0 | 0.02043 | 0.053506 | 0.10657 | 0.12778 | 0.14594 | 0.16566 | 0.19049 | 0.21501 | 0.23864 | 0.26498 | 0.28965 | 0.31065 | 0.33798 | 0.38232 | 0.41421 | 0.4404 | 0.47051 | 0.49991 | 0.54164 | 0 | 0.020867 | 0.055338 | 0.10274 | 0.12482 | 0.14516 | 0.16567 | 0.18756 | 0.20899 | 0.23179 | 0.25885 | 0.28548 | 0.3173 | 0.34955 | 0.37162 | 0.40232 | 0.43806 | 0.47052 | 0.51061 | 0.54841
WY | Residential | EV DLC | Sustained Duration |  | 143.1801 |  |  | 144.7848 |  | 0 | 0.02043 | 0.053506 | 0.10657 | 0.12778 | 0.14594 | 0.16566 | 0.19049 | 0.21501 | 0.23864 | 0.26498 | 0.28965 | 0.31065 | 0.33798 | 0.38232 | 0.41421 | 0.4404 | 0.47051 | 0.49991 | 0.54164 | 0 | 0.020867 | 0.055338 | 0.10274 | 0.12482 | 0.14516 | 0.16567 | 0.18756 | 0.20899 | 0.23179 | 0.25885 | 0.28548 | 0.3173 | 0.34955 | 0.37162 | 0.40232 | 0.43806 | 0.47052 | 0.51061 | 0.54841
WY | Residential | Grid Interactive Water Heater | Short Duration |  | 190.3343 |  |  | 83.2889 |  | 0 | 0.022703 | 0.11692 | 0.31502 | 0.45769 | 0.62439 | 0.79413 | 0.95737 | 1.1398 | 1.2777 | 1.3986 | 1.5192 | 1.5879 | 1.6853 | 1.8018 | 1.7845 | 1.6809 | 1.5809 | 1.5099 | 1.511 | 0 | 0.051974 | 0.26752 | 0.6895 | 1.0552 | 1.4512 | 1.8848 | 2.3128 | 2.6987 | 3.1659 | 3.5844 | 3.9783 | 4.3716 | 4.7098 | 4.9403 | 5.1501 | 5.0911 | 5.0234 | 4.9808 | 4.8881 | 0 | 0.022703 | 0.11692 | 0.31502 | 0.45769 | 0.62439 | 0.79413 | 0.95737 | 1.1398 | 1.2777 | 1.3986 | 1.5192 | 1.5879 | 1.6853 | 1.8018 | 1.7845 | 1.6809 | 1.5809 | 1.5099 | 1.511 | 0 | 0.051974 | 0.26752 | 0.6895 | 1.0552 | 1.4512 | 1.8848 | 2.3128 | 2.6987 | 3.1659 | 3.5844 | 3.9783 | 4.3716 | 4.7098 | 4.9403 | 5.1501 | 5.0911 | 5.0234 | 4.9808 | 4.8881
WY | Residential | Grid Interactive Water Heater | Sustained Duration |  | 263.7625 |  |  | 113.8194 |  | 0 | 0.01624 | 0.083839 | 0.22657 | 0.33024 | 0.45231 | 0.57784 | 0.70105 | 0.84114 | 0.95138 | 1.0516 | 1.1553 | 1.2208 | 1.3108 | 1.4166 | 1.4172 | 1.3585 | 1.2986 | 1.2559 | 1.2695 | 0 | 0.037518 | 0.19383 | 0.50159 | 0.77217 | 1.0683 | 1.397 | 1.7296 | 2.0375 | 2.4207 | 2.7759 | 3.1216 | 3.4746 | 3.7869 | 4.0117 | 4.2274 | 4.2472 | 4.2493 | 4.2554 | 4.2046
WY | Residential | Home Energy Management System | Short Duration |  | 2209.2823 |  |  | 1716.4206 |  | 0 | 0.004093 | 0.010239 | 0.01873 | 0.022447 | 0.026688 | 0.031157 | 0.035585 | 0.039789 | 0.043266 | 0.04574 | 0.047244 | 0.048124 | 0.048547 | 0.048403 | 0.048227 | 0.048324 | 0.048237 | 0.048204 | 0.048261 | 0 | 0.005341 | 0.013194 | 0.024411 | 0.028847 | 0.03394 | 0.039332 | 0.044391 | 0.04995 | 0.053723 | 0.056355 | 0.057894 | 0.058641 | 0.058665 | 0.059518 | 0.058895 | 0.058852 | 0.058846 | 0.058568 | 0.058126 | 0 | 0.004093 | 0.010239 | 0.01873 | 0.022447 | 0.026688 | 0.031157 | 0.035585 | 0.039789 | 0.043266 | 0.04574 | 0.047244 | 0.048124 | 0.048547 | 0.048403 | 0.048227 | 0.048324 | 0.048237 | 0.048204 | 0.048261 | 0 | 0.005341 | 0.013194 | 0.024411 | 0.028847 | 0.03394 | 0.039332 | 0.044391 | 0.04995 | 0.053723 | 0.056355 | 0.057894 | 0.058641 | 0.058665 | 0.059518 | 0.058895 | 0.058852 | 0.058846 | 0.058568 | 0.058126
WY | Residential | Home Energy Management System | Sustained Duration |  | 966.4433 |  |  | 1020.3814 |  | 0 | 0.0091159 | 0.023031 | 0.042556 | 0.051452 | 0.061931 | 0.073019 | 0.08426 | 0.094986 | 0.1041 | 0.11059 | 0.11475 | 0.11705 | 0.1184 | 0.11801 | 0.11784 | 0.11771 | 0.11716 | 0.11697 | 0.11739 | 0 | 0.0087866 | 0.021908 | 0.04059 | 0.048724 | 0.058028 | 0.068038 | 0.077757 | 0.087679 | 0.095324 | 0.10081 | 0.10405 | 0.10597 | 0.10631 | 0.10711 | 0.10651 | 0.10631 | 0.10615 | 0.10581 | 0.10511
WY | Residential | HVAC - DLC | Short Duration |  | 110.4783 |  |  | 78.7534 |  | 0 | 1.9467 | 3.8108 | 5.5311 | 5.7266 | 5.7185 | 5.941 | 5.8715 | 5.6434 | 5.5261 | 5.7555 | 5.8025 | 5.8872 | 5.7941 | 5.7511 | 5.7247 | 5.8935 | 6.1555 | 6.0603 | 6.084 | 0 | 2.6901 | 5.3708 | 8.1935 | 7.8321 | 7.764 | 7.8437 | 7.763 | 7.8916 | 7.7638 | 7.5725 | 7.5709 | 7.6918 | 7.7078 | 7.8229 | 7.8022 | 7.5731 | 7.7146 | 7.7594 | 7.9255 | 0 | 1.9467 | 3.8108 | 5.5311 | 5.7266 | 5.7185 | 5.941 | 5.8715 | 5.6434 | 5.5261 | 5.7555 | 5.8025 | 5.8872 | 5.7941 | 5.7511 | 5.7247 | 5.8935 | 6.1555 | 6.0603 | 6.084 | 0 | 2.6901 | 5.3708 | 8.1935 | 7.8321 | 7.764 | 7.8437 | 7.763 | 7.8916 | 7.7638 | 7.5725 | 7.5709 | 7.6918 | 7.7078 | 7.8229 | 7.8022 | 7.5731 | 7.7146 | 7.7594 | 7.9255
WY | Residential | HVAC - DLC | Sustained Duration |  | 226.4497 |  |  | 106.3905 |  | 0 | 0.95077 | 1.8605 | 2.6991 | 2.7929 | 2.7873 | 2.8937 | 2.8579 | 2.7451 | 2.6865 | 2.7969 | 2.819 | 2.8598 | 2.8144 | 2.7936 | 2.7809 | 2.863 | 2.9904 | 2.9443 | 2.956 | 0 | 1.9913 | 3.9756 | 6.065 | 5.7976 | 5.7471 | 5.8061 | 5.7464 | 5.8416 | 5.747 | 5.6054 | 5.6042 | 5.6937 | 5.7055 | 5.7907 | 5.7755 | 5.6058 | 5.7105 | 5.7438 | 5.8667
WY | Residential | Pool Pump - DLC | Short Duration |  | 478.5968 |  |  | 483.6814 |  | 0 | 0.00088089 | 0.0022304 | 0.004184 | 0.00481 | 0.0053388 | 0.0058696 | 0.0065285 | 0.0071213 | 0.0076077 | 0.0081027 | 0.0084814 | 0.008686 | 0.0089705 | 0.0096481 | 0.0099522 | 0.0098964 | 0.0095975 | 0.0093098 | 0.0092628 | 0 | 0.00089975 | 0.0023067 | 0.0040336 | 0.0046988 | 0.0053104 | 0.0058697 | 0.0064279 | 0.0069219 | 0.0073893 | 0.0079155 | 0.0083595 | 0.008872 | 0.0092775 | 0.0093779 | 0.0096665 | 0.0098437 | 0.0095977 | 0.0095092 | 0.0093787 | 0 | 0.00088089 | 0.0022304 | 0.004184 | 0.00481 | 0.0053388 | 0.0058696 | 0.0065285 | 0.0071213 | 0.0076077 | 0.0081027 | 0.0084814 | 0.008686 | 0.0089705 | 0.0096481 | 0.0099522 | 0.0098964 | 0.0095975 | 0.0093098 | 0.0092628 | 0 | 0.00089975 | 0.0023067 | 0.0040336 | 0.0046988 | 0.0053104 | 0.0058697 | 0.0064279 | 0.0069219 | 0.0073893 | 0.0079155 | 0.0083595 | 0.008872 | 0.0092775 | 0.0093779 | 0.0096665 | 0.0098437 | 0.0095977 | 0.0095092 | 0.0093787
WY | Residential | Pool Pump - DLC | Sustained Duration |  | 540.1307 |  |  | 545.869 |  | 0 | 0.00078053 | 0.0019763 | 0.0037073 | 0.004262 | 0.0047306 | 0.0052009 | 0.0057847 | 0.00631 | 0.006741 | 0.0071796 | 0.0075152 | 0.0076965 | 0.0079485 | 0.0085489 | 0.0088184 | 0.0087689 | 0.0085041 | 0.0082492 | 0.0082076 | 0 | 0.00079725 | 0.0020439 | 0.0035741 | 0.0041635 | 0.0047054 | 0.005201 | 0.0056956 | 0.0061334 | 0.0065475 | 0.0070137 | 0.0074071 | 0.0078613 | 0.0082205 | 0.0083095 | 0.0085652 | 0.0087223 | 0.0085043 | 0.0084258 | 0.0083102
WY | Residential | Water Heater - DLC | Short Duration |  | 88.2302 |  |  | 39.8242 |  | 0 | 0.80113 | 1.4768 | 2.0856 | 1.8476 | 1.6666 | 1.4729 | 1.2848 | 1.1366 | 0.96011 | 0.79623 | 0.65192 | 0.50522 | 0.38419 | 0.27673 | 0.23238 | 0.21777 | 0.20381 | 0.19301 | 0.19109 | 0 | 1.7915 | 3.2987 | 4.4561 | 4.1468 | 3.7686 | 3.4 | 3.0164 | 2.616 | 2.3077 | 1.9765 | 1.6526 | 1.3453 | 1.0395 | 0.7358 | 0.65052 | 0.6381 | 0.62535 | 0.61509 | 0.59899 | 0 | 0.80113 | 1.4768 | 2.0856 | 1.8476 | 1.6666 | 1.4729 | 1.2848 | 1.1366 | 0.96011 | 0.79623 | 0.65192 | 0.50522 | 0.38419 | 0.27673 | 0.23238 | 0.21777 | 0.20381 | 0.19301 | 0.19109 | 0 | 1.7915 | 3.2987 | 4.4561 | 4.1468 | 3.7686 | 3.4 | 3.0164 | 2.616 | 2.3077 | 1.9765 | 1.6526 | 1.3453 | 1.0395 | 0.7358 | 0.65052 | 0.6381 | 0.62535 | 0.61509 | 0.59899
WY | Residential | Water Heater - DLC | Sustained Duration |  | 127.3484 |  |  | 56.9903 |  | 0 | 0.55139 | 1.0189 | 1.4433 | 1.2833 | 1.163 | 1.0335 | 0.90816 | 0.81061 | 0.69203 | 0.58059 | 0.48175 | 0.37832 | 0.29183 | 0.21304 | 0.18124 | 0.17327 | 0.16522 | 0.15889 | 0.15939 | 0 | 1.2384 | 2.2893 | 3.107 | 2.9105 | 2.6646 | 2.4251 | 2.1756 | 1.9094 | 1.7109 | 1.489 | 1.2657 | 1.0474 | 0.82171 | 0.58935 | 0.52867 | 0.52883 | 0.52715 | 0.52523 | 0.51628
WY | C&I | Battery DLC | Short Duration |  | 60.7861 |  |  | 60.7861 |  | 0 | 0.276 | 0.624 | 1.17 | 1.62 | 2.466 | 3.312 | 4.158 | 4.896 | 5.454 | 6.048 | 6.516 | 7.002 | 7.497 | 8.028 | 8.631 | 9.09 | 9.783 | 10.44 | 10.935 | 0 | 0.276 | 0.624 | 1.17 | 1.62 | 2.466 | 3.312 | 4.158 | 4.896 | 5.454 | 6.048 | 6.516 | 7.002 | 7.497 | 8.028 | 8.631 | 9.09 | 9.783 | 10.44 | 10.935 | 0 | 0.276 | 0.624 | 1.17 | 1.62 | 2.466 | 3.312 | 4.158 | 4.896 | 5.454 | 6.048 | 6.516 | 7.002 | 7.497 | 8.028 | 8.631 | 9.09 | 9.783 | 10.44 | 10.935 | 0 | 0.276 | 0.624 | 1.17 | 1.62 | 2.466 | 3.312 | 4.158 | 4.896 | 5.454 | 6.048 | 6.516 | 7.002 | 7.497 | 8.028 | 8.631 | 9.09 | 9.783 | 10.44 | 10.935
WY | C&I | Battery DLC | Sustained Duration |  | 61.1791 |  |  | 61.1791 |  | 0 | 0.184 | 0.416 | 0.78 | 1.08 | 1.644 | 2.208 | 2.772 | 3.264 | 3.636 | 4.032 | 4.344 | 4.668 | 4.998 | 5.352 | 5.754 | 6.06 | 6.522 | 6.96 | 7.29 | 0 | 0.184 | 0.416 | 0.78 | 1.08 | 1.644 | 2.208 | 2.772 | 3.264 | 3.636 | 4.032 | 4.344 | 4.668 | 4.998 | 5.352 | 5.754 | 6.06 | 6.522 | 6.96 | 7.29
WY | C&I | Grid Interactive Water Heater | Short Duration |  | 434.3282 |  |  | 274.8331 |  | 0 | 0.0066725 | 0.034642 | 0.084478 | 0.15548 | 0.21635 | 0.31188 | 0.41025 | 0.46674 | 0.55807 | 0.66625 | 0.74667 | 0.89157 | 0.91256 | 0.97716 | 0.95663 | 1.0033 | 1.0722 | 1.0935 | 0.90906 | 0 | 0.0097102 | 0.053222 | 0.14311 | 0.23726 | 0.3429 | 0.46351 | 0.62829 | 0.68678 | 0.86226 | 1.0167 | 1.16 | 1.2975 | 1.402 | 1.4378 | 1.478 | 1.5901 | 1.5934 | 1.5913 | 1.5607 | 0 | 0.0066725 | 0.034642 | 0.084478 | 0.15548 | 0.21635 | 0.31188 | 0.41025 | 0.46674 | 0.55807 | 0.66625 | 0.74667 | 0.89157 | 0.91256 | 0.97716 | 0.95663 | 1.0033 | 1.0722 | 1.0935 | 0.90906 | 0 | 0.0097102 | 0.053222 | 0.14311 | 0.23726 | 0.3429 | 0.46351 | 0.62829 | 0.68678 | 0.86226 | 1.0167 | 1.16 | 1.2975 | 1.402 | 1.4378 | 1.478 | 1.5901 | 1.5934 | 1.5913 | 1.5607
WY | C&I | Grid Interactive Water Heater | Sustained Duration |  | 601.1246 |  |  | 380.3853 |  | 0 | 0.004763 | 0.02481 | 0.060737 | 0.11229 | 0.15706 | 0.22775 | 0.30152 | 0.34541 | 0.41604 | 0.50055 | 0.56555 | 0.68106 | 0.70292 | 0.75869 | 0.7483 | 0.79193 | 0.85323 | 0.8763 | 0.73263 | 0 | 0.0069314 | 0.038116 | 0.1029 | 0.17135 | 0.24893 | 0.33847 | 0.46177 | 0.50824 | 0.6428 | 0.76386 | 0.87865 | 0.99111 | 1.0799 | 1.1164 | 1.1562 | 1.2552 | 1.268 | 1.2752 | 1.2578
WY | C&I | HVAC - DLC | Short Duration |  | 414.4662 |  |  | 467.1306 |  | 0 | 0.81253 | 1.4782 | 1.8389 | 2.0683 | 1.9901 | 2.0337 | 2.0018 | 1.7809 | 1.7225 | 1.688 | 1.6279 | 1.7124 | 1.5502 | 1.454 | 1.3503 | 1.4297 | 1.4908 | 1.5448 | 1.2727 | 0 | 0.59586 | 1.1812 | 1.7278 | 1.7741 | 1.7531 | 1.7529 | 1.774 | 1.634 | 1.6743 | 1.6859 | 1.654 | 1.6425 | 1.6068 | 1.5346 | 1.5371 | 1.5814 | 1.5859 | 1.5748 | 1.5471 | 0 | 0.81253 | 1.4782 | 1.8389 | 2.0683 | 1.9901 | 2.0337 | 2.0018 | 1.7809 | 1.7225 | 1.688 | 1.6279 | 1.7124 | 1.5502 | 1.454 | 1.3503 | 1.4297 | 1.4908 | 1.5448 | 1.2727 | 0 | 0.59586 | 1.1812 | 1.7278 | 1.7741 | 1.7531 | 1.7529 | 1.774 | 1.634 | 1.6743 | 1.6859 | 1.654 | 1.6425 | 1.6068 | 1.5346 | 1.5371 | 1.5814 | 1.5859 | 1.5748 | 1.5471
WY | C&I | HVAC - DLC | Sustained Duration |  | 518.0827 |  |  | 598.0804 |  | 0 | 0.63776 | 1.1584 | 1.4381 | 1.6196 | 1.5555 | 1.5889 | 1.5645 | 1.3889 | 1.3421 | 1.314 | 1.2643 | 1.3298 | 1.2014 | 1.1255 | 1.0436 | 1.1042 | 1.1512 | 1.1938 | 0.98124 | 0 | 0.46592 | 0.92315 | 1.3489 | 1.3855 | 1.3686 | 1.3686 | 1.3844 | 1.274 | 1.3047 | 1.3136 | 1.288 | 1.2788 | 1.2505 | 1.1927 | 1.1941 | 1.2285 | 1.232 | 1.2229 | 1.2009
WY | C&I | Pool Pump - DLC | Short Duration |  | 407.1364 |  |  | 371.239 |  | 0 | 0.0017808 | 0.0049737 | 0.0094238 | 0.013727 | 0.016433 | 0.020127 | 0.022867 | 0.026233 | 0.029949 | 0.034864 | 0.038074 | 0.043436 | 0.044627 | 0.046399 | 0.045196 | 0.047884 | 0.0502 | 0.050411 | 0.045165 | 0 | 0.0018537 | 0.0052989 | 0.010975 | 0.014819 | 0.017862 | 0.020935 | 0.025028 | 0.028149 | 0.033234 | 0.037637 | 0.041722 | 0.045212 | 0.047546 | 0.049788 | 0.050153 | 0.052049 | 0.052216 | 0.052473 | 0.051714 | 0 | 0.0017808 | 0.0049737 | 0.0094238 | 0.013727 | 0.016433 | 0.020127 | 0.022867 | 0.026233 | 0.029949 | 0.034864 | 0.038074 | 0.043436 | 0.044627 | 0.046399 | 0.045196 | 0.047884 | 0.0502 | 0.050411 | 0.045165 | 0 | 0.0018537 | 0.0052989 | 0.010975 | 0.014819 | 0.017862 | 0.020935 | 0.025028 | 0.028149 | 0.033234 | 0.037637 | 0.041722 | 0.045212 | 0.047546 | 0.049788 | 0.050153 | 0.052049 | 0.052216 | 0.052473 | 0.051714
WY | C&I | Pool Pump - DLC | Sustained Duration |  | 459.4825 |  |  | 418.9697 |  | 0 | 0.001578 | 0.0044071 | 0.0083502 | 0.012164 | 0.01456 | 0.017834 | 0.020262 | 0.023244 | 0.026537 | 0.030892 | 0.033737 | 0.038487 | 0.039543 | 0.041113 | 0.040047 | 0.042429 | 0.044481 | 0.044668 | 0.04002 | 0 | 0.0016425 | 0.0046953 | 0.0097248 | 0.013131 | 0.015827 | 0.01855 | 0.022177 | 0.024942 | 0.029448 | 0.033349 | 0.036969 | 0.040061 | 0.042129 | 0.044116 | 0.04444 | 0.046119 | 0.046268 | 0.046495 | 0.045823
WY | C&I | Smart Thermostats | Short Duration |  | 75.0308 |  |  | 367.6418 |  | 0 | 0.99938 | 1.9352 | 2.5197 | 3.1175 | 3.1254 | 3.3614 | 3.5004 | 3.175 | 3.1874 | 3.1964 | 3.0696 | 3.2445 | 2.8283 | 2.5859 | 2.3226 | 2.3968 | 2.4589 | 2.5525 | 2.0079 | 0 | 0.16975 | 0.36355 | 0.5694 | 0.63219 | 0.66219 | 0.69514 | 0.72922 | 0.68949 | 0.72551 | 0.75049 | 0.75199 | 0.76406 | 0.76158 | 0.73357 | 0.74456 | 0.77376 | 0.78278 | 0.78086 | 0.76919 | 0 | 0.99938 | 1.9352 | 2.5197 | 3.1175 | 3.1254 | 3.3614 | 3.5004 | 3.175 | 3.1874 | 3.1964 | 3.0696 | 3.2445 | 2.8283 | 2.5859 | 2.3226 | 2.3968 | 2.4589 | 2.5525 | 2.0079 | 0 | 0.16975 | 0.36355 | 0.5694 | 0.63219 | 0.66219 | 0.69514 | 0.72922 | 0.68949 | 0.72551 | 0.75049 | 0.75199 | 0.76406 | 0.76158 | 0.73357 | 0.74456 | 0.77376 | 0.78278 | 0.78086 | 0.76919
WY | C&I | Smart Thermostats | Sustained Duration |  | 89.3224 |  |  | 437.6688 |  | 0 | 0.83948 | 1.6256 | 2.1166 | 2.6187 | 2.6253 | 2.8236 | 2.9403 | 2.667 | 2.6775 | 2.6849 | 2.5785 | 2.7254 | 2.3758 | 2.1722 | 1.951 | 2.0133 | 2.0655 | 2.1441 | 1.6866 | 0 | 0.14259 | 0.30538 | 0.47829 | 0.53104 | 0.55624 | 0.58391 | 0.61255 | 0.57917 | 0.60943 | 0.63041 | 0.63167 | 0.64181 | 0.63973 | 0.6162 | 0.62543 | 0.64996 | 0.65754 | 0.65592 | 0.64612
WY | C&I | Third Party | Short Duration |  | 356.2513 |  |  | 456.6972 |  | 0 | 6.9713 | 13.491 | 18.0854 | 20.3977 | 20.9028 | 22.3033 | 22.4856 | 21.609 | 22.0663 | 22.9694 | 23.7907 | 25.9669 | 24.9822 | 24.6593 | 23.8746 | 25.7746 | 27.3902 | 28.1933 | 23.8476 | 0 | 4.8997 | 9.9597 | 15.394 | 15.9256 | 16.2126 | 16.4168 | 17.3319 | 16.7267 | 17.7532 | 18.2192 | 18.6063 | 18.9016 | 18.9938 | 19.2258 | 19.4477 | 20.3626 | 20.4473 | 20.6134 | 20.4367 | 0 | 6.9713 | 13.491 | 18.0854 | 20.3977 | 20.9028 | 22.3033 | 22.4856 | 21.609 | 22.0663 | 22.9694 | 23.7907 | 25.9669 | 24.9822 | 24.6593 | 23.8746 | 25.7746 | 27.3902 | 28.1933 | 23.8476 | 0 | 4.8997 | 9.9597 | 15.394 | 15.9256 | 16.2126 | 16.4168 | 17.3319 | 16.7267 | 17.7532 | 18.2192 | 18.6063 | 18.9016 | 18.9938 | 19.2258 | 19.4477 | 20.3626 | 20.4473 | 20.6134 | 20.4367
WY | C&I | Third Party | Sustained Duration |  | 259.2338 |  |  | 306.1361 |  | 0 | 10.1911 | 19.9419 | 27.0395 | 29.9229 | 31.0103 | 32.8958 | 32.7799 | 31.6431 | 32.1508 | 33.1922 | 34.5428 | 37.2782 | 35.9578 | 35.3471 | 34.2981 | 37.0178 | 39.1703 | 40.1012 | 34.3537 | 0 | 7.8622 | 16.0242 | 24.7687 | 25.5447 | 25.956 | 26.1847 | 27.4593 | 26.4361 | 27.9754 | 28.5673 | 29.0131 | 29.3356 | 29.3651 | 29.625 | 30.0431 | 31.285 | 31.3934 | 31.6313 | 31.4229
WY | C&I | Water Heater - DLC | Short Duration |  | 203.9784 |  |  | 129.9082 |  | 0 | 0.30683 | 0.53478 | 0.6494 | 0.69833 | 0.61992 | 0.60205 | 0.55251 | 0.44821 | 0.39164 | 0.34567 | 0.2864 | 0.24963 | 0.18098 | 0.12938 | 0.1067 | 0.10983 | 0.11551 | 0.1162 | 0.095463 | 0 | 0.44651 | 0.82161 | 1.1002 | 1.0657 | 0.98253 | 0.89474 | 0.84616 | 0.65951 | 0.6051 | 0.5275 | 0.44495 | 0.36327 | 0.27805 | 0.19037 | 0.16485 | 0.17408 | 0.17167 | 0.1691 | 0.1639 | 0 | 0.30683 | 0.53478 | 0.6494 | 0.69833 | 0.61992 | 0.60205 | 0.55251 | 0.44821 | 0.39164 | 0.34567 | 0.2864 | 0.24963 | 0.18098 | 0.12938 | 0.1067 | 0.10983 | 0.11551 | 0.1162 | 0.095463 | 0 | 0.44651 | 0.82161 | 1.1002 | 1.0657 | 0.98253 | 0.89474 | 0.84616 | 0.65951 | 0.6051 | 0.5275 | 0.44495 | 0.36327 | 0.27805 | 0.19037 | 0.16485 | 0.17408 | 0.17167 | 0.1691 | 0.1639
WY | C&I | Water Heater - DLC | Sustained Duration |  | 295.1329 |  |  | 187.9525 |  | 0 | 0.21069 | 0.36802 | 0.44821 | 0.48383 | 0.43163 | 0.4218 | 0.39001 | 0.31917 | 0.28156 | 0.25107 | 0.21028 | 0.18538 | 0.13593 | 0.098244 | 0.081869 | 0.085304 | 0.090719 | 0.092155 | 0.076329 | 0 | 0.30661 | 0.5654 | 0.75931 | 0.73834 | 0.6841 | 0.62686 | 0.59729 | 0.46964 | 0.43503 | 0.38314 | 0.3267 | 0.26977 | 0.20883 | 0.14456 | 0.12649 | 0.1352 | 0.13482 | 0.13411 | 0.13105
WY | Irrigation | Irrigation DLC | Short Duration |  | 58.6862 |  |  |  |  | 0 | 0.18002 | 0.35621 | 0.51505 | 0.53051 | 0.52376 | 0.53684 | 0.53513 | 0.52078 | 0.51346 | 0.52088 | 0.50684 | 0.52552 | 0.51936 | 0.51439 | 0.50584 | 0.51018 | 0.52223 | 0.51452 | 0.50016 | 0 | 0.0006282 | 0.0012027 | 0.0022162 | 0.002033 | 0.0020008 | 0.0019718 | 0.0018738 | 0.0021831 | 0.0020941 | 0.0019961 | 0.0019638 | 0.0018338 | 0.0017535 | 0.0021563 | 0.002063 | 0.0019489 | 0.0019182 | 0.0017954 | 0.00172 | 0 | 0.18002 | 0.35621 | 0.51505 | 0.53051 | 0.52376 | 0.53684 | 0.53513 | 0.52078 | 0.51346 | 0.52088 | 0.50684 | 0.52552 | 0.51936 | 0.51439 | 0.50584 | 0.51018 | 0.52223 | 0.51452 | 0.50016 | 0 | 0.0006282 | 0.0012027 | 0.0022162 | 0.002033 | 0.0020008 | 0.0019718 | 0.0018738 | 0.0021831 | 0.0020941 | 0.0019961 | 0.0019638 | 0.0018338 | 0.0017535 | 0.0021563 | 0.002063 | 0.0019489 | 0.0019182 | 0.0017954 | 0.00172
WY | Irrigation | Irrigation DLC | Sustained Duration |  | 58.6862 |  |  |  |  | 0 | 0.18002 | 0.35621 | 0.51505 | 0.53051 | 0.52376 | 0.53684 | 0.53513 | 0.52078 | 0.51346 | 0.52088 | 0.50684 | 0.52552 | 0.51936 | 0.51439 | 0.50584 | 0.51018 | 0.52223 | 0.51452 | 0.50016 | 0 | 0.0006282 | 0.0012027 | 0.0022162 | 0.002033 | 0.0020008 | 0.0019718 | 0.0018738 | 0.0021831 | 0.0020941 | 0.0019961 | 0.0019638 | 0.0018338 | 0.0017535 | 0.0021563 | 0.002063 | 0.0019489 | 0.0019182 | 0.0017954 | 0.00172
Note on E2: [Threaded comment] Your version of Excel allows you to read this threaded comment; however, any edits to it will get removed if the file is opened in a newer version of Excel. Learn more: https://go.microsoft.com/fwlink/?linkid=870924 Comment: Low and high scenario levleized cost values are only calcualted for Pacific Power states, reflecting different particpant cost assumptions from Total Resource Cost perspective.
Note on G2: [Threaded comment] Your version of Excel allows you to read this threaded comment; however, any edits to it will get removed if the file is opened in a newer version of Excel. Learn more: https://go.microsoft.com/fwlink/?linkid=870924 Comment: Low and high scenario levleized cost values are only calcualted for Pacific Power states, reflecting different particpant cost assumptions from Total Resource Cost perspective.
Note on H2: [Threaded comment] Your version of Excel allows you to read this threaded comment; however, any edits to it will get removed if the file is opened in a newer version of Excel. Learn more: https://go.microsoft.com/fwlink/?linkid=870924 Comment: Low and high scenario levleized cost values are only calcualted for Pacific Power states, reflecting different particpant cost assumptions from Total Resource Cost perspective.
Note on J2: [Threaded comment] Your version of Excel allows you to read this threaded comment; however, any edits to it will get removed if the file is opened in a newer version of Excel. Learn more: https://go.microsoft.com/fwlink/?linkid=870924 Comment: Low and high scenario levleized cost values are only calcualted for Pacific Power states, reflecting different particpant cost assumptions from Total Resource Cost perspective.

## Potential by Grid Service
|  |  |  | Cumulative Summer MW @ Generation | [19 empty] | Cumulative Winter MW @ Generation
State | Bundled Sector | Program Bundle | Grid Service | 2021 | 2022 | 2023 | 2024 | 2025 | 2026 | 2027 | 2028 | 2029 | 2030 | 2031 | 2032 | 2033 | 2034 | 2035 | 2036 | 2037 | 2038 | 2039 | 2040 | 2021 | 2022 | 2023 | 2024 | 2025 | 2026 | 2027 | 2028 | 2029 | 2030 | 2031 | 2032 | 2033 | 2034 | 2035 | 2036 | 2037 | 2038 | 2039 | 2040
CA | C&I | Battery DLC | Capacity & Energy | 0 | 0.29058 | 0.78802 | 1.4923 | 1.8765 | 2.1868 | 2.5709 | 3.0881 | 3.5609 | 4.1667 | 4.8463 | 5.6147 | 6.4716 | 7.1365 | 8.2299 | 9.1164 | 10.5792 | 11.5691 | 12.8103 | 14.7459 | 0 | 0.29058 | 0.78802 | 1.4923 | 1.8765 | 2.1868 | 2.5709 | 3.0881 | 3.5609 | 4.1667 | 4.8463 | 5.6147 | 6.4716 | 7.1365 | 8.2299 | 9.1164 | 10.5792 | 11.5691 | 12.8103 | 14.7459
CA | C&I | Battery DLC | EIM Capacity & Energy | 0 | 0.29058 | 0.78802 | 1.4923 | 1.8765 | 2.1868 | 2.5709 | 3.0881 | 3.5609 | 4.1667 | 4.8463 | 5.6147 | 6.4716 | 7.1365 | 8.2299 | 9.1164 | 10.5792 | 11.5691 | 12.8103 | 14.7459 | 0 | 0.29058 | 0.78802 | 1.4923 | 1.8765 | 2.1868 | 2.5709 | 3.0881 | 3.5609 | 4.1667 | 4.8463 | 5.6147 | 6.4716 | 7.1365 | 8.2299 | 9.1164 | 10.5792 | 11.5691 | 12.8103 | 14.7459
CA | C&I | Battery DLC | EIM Capacity & Energy FMM | 0 | 0.29058 | 0.78802 | 1.4923 | 1.8765 | 2.1868 | 2.5709 | 3.0881 | 3.5609 | 4.1667 | 4.8463 | 5.6147 | 6.4716 | 7.1365 | 8.2299 | 9.1164 | 10.5792 | 11.5691 | 12.8103 | 14.7459 | 0 | 0.29058 | 0.78802 | 1.4923 | 1.8765 | 2.1868 | 2.5709 | 3.0881 | 3.5609 | 4.1667 | 4.8463 | 5.6147 | 6.4716 | 7.1365 | 8.2299 | 9.1164 | 10.5792 | 11.5691 | 12.8103 | 14.7459
CA | C&I | Battery DLC | EIM Capacity & Energy RTD | 0 | 0.47577 | 1.3239 | 2.5443 | 3.2358 | 3.7943 | 4.4858 | 5.4167 | 6.2677 | 7.3582 | 8.5816 | 9.9645 | 11.5071 | 12.7039 | 14.672 | 16.2677 | 18.9007 | 20.6826 | 22.9167 | 26.4007 | 0 | 0.47577 | 1.3239 | 2.5443 | 3.2358 | 3.7943 | 4.4858 | 5.4167 | 6.2677 | 7.3582 | 8.5816 | 9.9645 | 11.5071 | 12.7039 | 14.672 | 16.2677 | 18.9007 | 20.6826 | 22.9167 | 26.4007
CA | C&I | Battery DLC | Frequency Response | 0 | 0.47577 | 1.3239 | 2.5443 | 3.2358 | 3.7943 | 4.4858 | 5.4167 | 6.2677 | 7.3582 | 8.5816 | 9.9645 | 11.5071 | 12.7039 | 14.672 | 16.2677 | 18.9007 | 20.6826 | 22.9167 | 26.4007 | 0 | 0.47577 | 1.3239 | 2.5443 | 3.2358 | 3.7943 | 4.4858 | 5.4167 | 6.2677 | 7.3582 | 8.5816 | 9.9645 | 11.5071 | 12.7039 | 14.672 | 16.2677 | 18.9007 | 20.6826 | 22.9167 | 26.4007
CA | C&I | Battery DLC | Non Spinning Reserves | 0 | 0.29058 | 0.78802 | 1.4923 | 1.8765 | 2.1868 | 2.5709 | 3.0881 | 3.5609 | 4.1667 | 4.8463 | 5.6147 | 6.4716 | 7.1365 | 8.2299 | 9.1164 | 10.5792 | 11.5691 | 12.8103 | 14.7459 | 0 | 0.29058 | 0.78802 | 1.4923 | 1.8765 | 2.1868 | 2.5709 | 3.0881 | 3.5609 | 4.1667 | 4.8463 | 5.6147 | 6.4716 | 7.1365 | 8.2299 | 9.1164 | 10.5792 | 11.5691 | 12.8103 | 14.7459
CA | C&I | Battery DLC | Regulation | 0 | 0.47577 | 1.3239 | 2.5443 | 3.2358 | 3.7943 | 4.4858 | 5.4167 | 6.2677 | 7.3582 | 8.5816 | 9.9645 | 11.5071 | 12.7039 | 14.672 | 16.2677 | 18.9007 | 20.6826 | 22.9167 | 26.4007 | 0 | 0.47577 | 1.3239 | 2.5443 | 3.2358 | 3.7943 | 4.4858 | 5.4167 | 6.2677 | 7.3582 | 8.5816 | 9.9645 | 11.5071 | 12.7039 | 14.672 | 16.2677 | 18.9007 | 20.6826 | 22.9167 | 26.4007
CA | C&I | Battery DLC | Spinning Reserves | 0 | 0.29058 | 0.78802 | 1.4923 | 1.8765 | 2.1868 | 2.5709 | 3.0881 | 3.5609 | 4.1667 | 4.8463 | 5.6147 | 6.4716 | 7.1365 | 8.2299 | 9.1164 | 10.5792 | 11.5691 | 12.8103 | 14.7459 | 0 | 0.29058 | 0.78802 | 1.4923 | 1.8765 | 2.1868 | 2.5709 | 3.0881 | 3.5609 | 4.1667 | 4.8463 | 5.6147 | 6.4716 | 7.1365 | 8.2299 | 9.1164 | 10.5792 | 11.5691 | 12.8103 | 14.7459
CA | C&I | Grid Interactive Water Heater | Capacity & Energy | 0 | 0.0011164 | 0.0056511 | 0.013339 | 0.025251 | 0.034994 | 0.05119 | 0.067081 | 0.076099 | 0.091541 | 0.11044 | 0.12429 | 0.15121 | 0.15321 | 0.16408 | 0.16257 | 0.17044 | 0.1851 | 0.19039 | 0.15363 | 0 | 0.001506 | 0.0081921 | 0.022859 | 0.03684 | 0.052795 | 0.070874 | 0.096309 | 0.11007 | 0.13716 | 0.16113 | 0.18334 | 0.20399 | 0.2221 | 0.23732 | 0.24359 | 0.25713 | 0.25627 | 0.25684 | 0.25486
CA | C&I | Grid Interactive Water Heater | EIM Capacity & Energy | 0 | 0.0011164 | 0.0056511 | 0.013339 | 0.025251 | 0.034994 | 0.05119 | 0.067081 | 0.076099 | 0.091541 | 0.11044 | 0.12429 | 0.15121 | 0.15321 | 0.16408 | 0.16257 | 0.17044 | 0.1851 | 0.19039 | 0.15363 | 0 | 0.001506 | 0.0081921 | 0.022859 | 0.03684 | 0.052795 | 0.070874 | 0.096309 | 0.11007 | 0.13716 | 0.16113 | 0.18334 | 0.20399 | 0.2221 | 0.23732 | 0.24359 | 0.25713 | 0.25627 | 0.25684 | 0.25486
CA | C&I | Grid Interactive Water Heater | EIM Capacity & Energy FMM | 0 | 0.0011164 | 0.0056511 | 0.013339 | 0.025251 | 0.034994 | 0.05119 | 0.067081 | 0.076099 | 0.091541 | 0.11044 | 0.12429 | 0.15121 | 0.15321 | 0.16408 | 0.16257 | 0.17044 | 0.1851 | 0.19039 | 0.15363 | 0 | 0.001506 | 0.0081921 | 0.022859 | 0.03684 | 0.052795 | 0.070874 | 0.096309 | 0.11007 | 0.13716 | 0.16113 | 0.18334 | 0.20399 | 0.2221 | 0.23732 | 0.24359 | 0.25713 | 0.25627 | 0.25684 | 0.25486
CA | C&I | Grid Interactive Water Heater | EIM Capacity & Energy RTD | 0 | 0.0015682 | 0.007913 | 0.018606 | 0.035067 | 0.048349 | 0.070313 | 0.091551 | 0.10315 | 0.12316 | 0.14741 | 0.16453 | 0.19844 | 0.19938 | 0.21181 | 0.20828 | 0.21629 | 0.23288 | 0.23785 | 0.19083 | 0 | 0.0021156 | 0.011471 | 0.031886 | 0.051162 | 0.072942 | 0.097352 | 0.13144 | 0.14919 | 0.18454 | 0.21507 | 0.24269 | 0.2677 | 0.28903 | 0.30635 | 0.31207 | 0.32631 | 0.32243 | 0.32087 | 0.31659
CA | C&I | Grid Interactive Water Heater | Frequency Response | 0 | 0.0015682 | 0.007913 | 0.018606 | 0.035067 | 0.048349 | 0.070313 | 0.091551 | 0.10315 | 0.12316 | 0.14741 | 0.16453 | 0.19844 | 0.19938 | 0.21181 | 0.20828 | 0.21629 | 0.23288 | 0.23785 | 0.19083 | 0 | 0.0021156 | 0.011471 | 0.031886 | 0.051162 | 0.072942 | 0.097352 | 0.13144 | 0.14919 | 0.18454 | 0.21507 | 0.24269 | 0.2677 | 0.28903 | 0.30635 | 0.31207 | 0.32631 | 0.32243 | 0.32087 | 0.31659
CA | C&I | Grid Interactive Water Heater | Non Spinning Reserves | 0 | 0.0011164 | 0.0056511 | 0.013339 | 0.025251 | 0.034994 | 0.05119 | 0.067081 | 0.076099 | 0.091541 | 0.11044 | 0.12429 | 0.15121 | 0.15321 | 0.16408 | 0.16257 | 0.17044 | 0.1851 | 0.19039 | 0.15363 | 0 | 0.001506 | 0.0081921 | 0.022859 | 0.03684 | 0.052795 | 0.070874 | 0.096309 | 0.11007 | 0.13716 | 0.16113 | 0.18334 | 0.20399 | 0.2221 | 0.23732 | 0.24359 | 0.25713 | 0.25627 | 0.25684 | 0.25486
CA | C&I | Grid Interactive Water Heater | Regulation | 0 | 0.0015682 | 0.007913 | 0.018606 | 0.035067 | 0.048349 | 0.070313 | 0.091551 | 0.10315 | 0.12316 | 0.14741 | 0.16453 | 0.19844 | 0.19938 | 0.21181 | 0.20828 | 0.21629 | 0.23288 | 0.23785 | 0.19083 | 0 | 0.0021156 | 0.011471 | 0.031886 | 0.051162 | 0.072942 | 0.097352 | 0.13144 | 0.14919 | 0.18454 | 0.21507 | 0.24269 | 0.2677 | 0.28903 | 0.30635 | 0.31207 | 0.32631 | 0.32243 | 0.32087 | 0.31659
CA | C&I | Grid Interactive Water Heater | Spinning Reserves | 0 | 0.0011164 | 0.0056511 | 0.013339 | 0.025251 | 0.034994 | 0.05119 | 0.067081 | 0.076099 | 0.091541 | 0.11044 | 0.12429 | 0.15121 | 0.15321 | 0.16408 | 0.16257 | 0.17044 | 0.1851 | 0.19039 | 0.15363 | 0 | 0.001506 | 0.0081921 | 0.022859 | 0.03684 | 0.052795 | 0.070874 | 0.096309 | 0.11007 | 0.13716 | 0.16113 | 0.18334 | 0.20399 | 0.2221 | 0.23732 | 0.24359 | 0.25713 | 0.25627 | 0.25684 | 0.25486
CA | C&I | HVAC - DLC | Capacity & Energy | 0 | 0.1156 | 0.21529 | 0.28851 | 0.30214 | 0.2801 | 0.28285 | 0.28956 | 0.24827 | 0.23519 | 0.22817 | 0.21269 | 0.20875 | 0.1913 | 0.18333 | 0.1686 | 0.17101 | 0.17579 | 0.17357 | 0.15696 | 0 | 0.018634 | 0.03717 | 0.055858 | 0.056272 | 0.053278 | 0.051449 | 0.052343 | 0.049937 | 0.050927 | 0.049876 | 0.047046 | 0.044783 | 0.044032 | 0.042964 | 0.043605 | 0.041795 | 0.040134 | 0.039251 | 0.039359
CA | C&I | HVAC - DLC | EIM Capacity & Energy | 0 | 0.1156 | 0.21529 | 0.28851 | 0.30214 | 0.2801 | 0.28285 | 0.28956 | 0.24827 | 0.23519 | 0.22817 | 0.21269 | 0.20875 | 0.1913 | 0.18333 | 0.1686 | 0.17101 | 0.17579 | 0.17357 | 0.15696 | 0 | 0.018634 | 0.03717 | 0.055858 | 0.056272 | 0.053278 | 0.051449 | 0.052343 | 0.049937 | 0.050927 | 0.049876 | 0.047046 | 0.044783 | 0.044032 | 0.042964 | 0.043605 | 0.041795 | 0.040134 | 0.039251 | 0.039359
CA | C&I | HVAC - DLC | EIM Capacity & Energy FMM | 0 | 0.1156 | 0.21529 | 0.28851 | 0.30214 | 0.2801 | 0.28285 | 0.28956 | 0.24827 | 0.23519 | 0.22817 | 0.21269 | 0.20875 | 0.1913 | 0.18333 | 0.1686 | 0.17101 | 0.17579 | 0.17357 | 0.15696 | 0 | 0.018634 | 0.03717 | 0.055858 | 0.056272 | 0.053278 | 0.051449 | 0.052343 | 0.049937 | 0.050927 | 0.049876 | 0.047046 | 0.044783 | 0.044032 | 0.042964 | 0.043605 | 0.041795 | 0.040134 | 0.039251 | 0.039359
CA | C&I | HVAC - DLC | EIM Capacity & Energy RTD | 0 | 0.14454 | 0.2692 | 0.36075 | 0.37779 | 0.35024 | 0.35369 | 0.36207 | 0.31046 | 0.29411 | 0.28533 | 0.26598 | 0.26107 | 0.23925 | 0.22928 | 0.21087 | 0.2139 | 0.21988 | 0.2171 | 0.19633 | 0 | 0.02333 | 0.046536 | 0.069935 | 0.070454 | 0.066711 | 0.064423 | 0.065544 | 0.06253 | 0.063776 | 0.062462 | 0.058925 | 0.056096 | 0.055157 | 0.053822 | 0.054624 | 0.052366 | 0.05029 | 0.049187 | 0.049321
CA | C&I | HVAC - DLC | Frequency Response | 0 | 0.14426 | 0.26866 | 0.36003 | 0.37702 | 0.34944 | 0.35286 | 0.36128 | 0.3097 | 0.29334 | 0.28456 | 0.26519 | 0.26024 | 0.23846 | 0.22853 | 0.21015 | 0.21313 | 0.21908 | 0.2163 | 0.19564 | 0 | 0.0030798 | 0.0063076 | 0.0083823 | 0.0089346 | 0.0084985 | 0.0084081 | 0.0085752 | 0.0074968 | 0.0078572 | 0.0080849 | 0.0077426 | 0.0077478 | 0.0078388 | 0.0071293 | 0.0071489 | 0.0074426 | 0.0074678 | 0.0074698 | 0.0076232
CA | C&I | HVAC - DLC | Non Spinning Reserves | 0 | 0.1156 | 0.21529 | 0.28851 | 0.30214 | 0.2801 | 0.28285 | 0.28956 | 0.24827 | 0.23519 | 0.22817 | 0.21269 | 0.20875 | 0.1913 | 0.18333 | 0.1686 | 0.17101 | 0.17579 | 0.17357 | 0.15696 | 0 | 0.018634 | 0.03717 | 0.055858 | 0.056272 | 0.053278 | 0.051449 | 0.052343 | 0.049937 | 0.050927 | 0.049876 | 0.047046 | 0.044783 | 0.044032 | 0.042964 | 0.043605 | 0.041795 | 0.040134 | 0.039251 | 0.039359
CA | C&I | HVAC - DLC | Regulation | 0 | 0.14454 | 0.2692 | 0.36075 | 0.37779 | 0.35024 | 0.35369 | 0.36207 | 0.31046 | 0.29411 | 0.28533 | 0.26598 | 0.26107 | 0.23925 | 0.22928 | 0.21087 | 0.2139 | 0.21988 | 0.2171 | 0.19633 | 0 | 0.02333 | 0.046536 | 0.069935 | 0.070454 | 0.066711 | 0.064423 | 0.065544 | 0.06253 | 0.063776 | 0.062462 | 0.058925 | 0.056096 | 0.055157 | 0.053822 | 0.054624 | 0.052366 | 0.05029 | 0.049187 | 0.049321
CA | C&I | HVAC - DLC | Spinning Reserves | 0 | 0.1156 | 0.21529 | 0.28851 | 0.30214 | 0.2801 | 0.28285 | 0.28956 | 0.24827 | 0.23519 | 0.22817 | 0.21269 | 0.20875 | 0.1913 | 0.18333 | 0.1686 | 0.17101 | 0.17579 | 0.17357 | 0.15696 | 0 | 0.018634 | 0.03717 | 0.055858 | 0.056272 | 0.053278 | 0.051449 | 0.052343 | 0.049937 | 0.050927 | 0.049876 | 0.047046 | 0.044783 | 0.044032 | 0.042964 | 0.043605 | 0.041795 | 0.040134 | 0.039251 | 0.039359
CA | C&I | Pool Pump - DLC | Capacity & Energy | 0 | 0.00019739 | 0.00055532 | 0.0010614 | 0.0015601 | 0.0019109 | 0.002395 | 0.0027468 | 0.0031831 | 0.0036593 | 0.004274 | 0.0046821 | 0.0053553 | 0.0055186 | 0.0057639 | 0.0056515 | 0.0060329 | 0.0063726 | 0.006444 | 0.0058023 | 0 | 0.00020547 | 0.00059164 | 0.0012361 | 0.0016842 | 0.0020771 | 0.0024912 | 0.0030065 | 0.0034155 | 0.0040606 | 0.004614 | 0.0051307 | 0.0055743 | 0.0058795 | 0.0061848 | 0.0062714 | 0.0065576 | 0.0066286 | 0.0067076 | 0.0066437
CA | C&I | Pool Pump - DLC | EIM Capacity & Energy | 0 | 0.00019739 | 0.00055532 | 0.0010614 | 0.0015601 | 0.0019109 | 0.002395 | 0.0027468 | 0.0031831 | 0.0036593 | 0.004274 | 0.0046821 | 0.0053553 | 0.0055186 | 0.0057639 | 0.0056515 | 0.0060329 | 0.0063726 | 0.006444 | 0.0058023 | 0 | 0.00020547 | 0.00059164 | 0.0012361 | 0.0016842 | 0.0020771 | 0.0024912 | 0.0030065 | 0.0034155 | 0.0040606 | 0.004614 | 0.0051307 | 0.0055743 | 0.0058795 | 0.0061848 | 0.0062714 | 0.0065576 | 0.0066286 | 0.0067076 | 0.0066437
CA | C&I | Pool Pump - DLC | EIM Capacity & Energy FMM | 0 | 0.00019739 | 0.00055532 | 0.0010614 | 0.0015601 | 0.0019109 | 0.002395 | 0.0027468 | 0.0031831 | 0.0036593 | 0.004274 | 0.0046821 | 0.0053553 | 0.0055186 | 0.0057639 | 0.0056515 | 0.0060329 | 0.0063726 | 0.006444 | 0.0058023 | 0 | 0.00020547 | 0.00059164 | 0.0012361 | 0.0016842 | 0.0020771 | 0.0024912 | 0.0030065 | 0.0034155 | 0.0040606 | 0.004614 | 0.0051307 | 0.0055743 | 0.0058795 | 0.0061848 | 0.0062714 | 0.0065576 | 0.0066286 | 0.0067076 | 0.0066437
CA | C&I | Pool Pump - DLC | EIM Capacity & Energy RTD | 0 | 0.00022277 | 0.00062672 | 0.0011978 | 0.0017607 | 0.0021566 | 0.0027029 | 0.0031 | 0.0035923 | 0.0041297 | 0.0048235 | 0.0052841 | 0.0060438 | 0.0062281 | 0.0065049 | 0.0063781 | 0.0068085 | 0.0071919 | 0.0072725 | 0.0065483 | 0 | 0.00023188 | 0.00066771 | 0.001395 | 0.0019007 | 0.0023442 | 0.0028115 | 0.003393 | 0.0038547 | 0.0045827 | 0.0052072 | 0.0057903 | 0.006291 | 0.0066354 | 0.00698 | 0.0070777 | 0.0074007 | 0.0074808 | 0.00757 | 0.0074979
CA | C&I | Pool Pump - DLC | Frequency Response | 0 | 0.00022277 | 0.00062672 | 0.0011978 | 0.0017607 | 0.0021566 | 0.0027029 | 0.0031 | 0.0035923 | 0.0041297 | 0.0048235 | 0.0052841 | 0.0060438 | 0.0062281 | 0.0065049 | 0.0063781 | 0.0068085 | 0.0071919 | 0.0072725 | 0.0065483 | 0 | 0.00023188 | 0.00066771 | 0.001395 | 0.0019007 | 0.0023442 | 0.0028115 | 0.003393 | 0.0038547 | 0.0045827 | 0.0052072 | 0.0057903 | 0.006291 | 0.0066354 | 0.00698 | 0.0070777 | 0.0074007 | 0.0074808 | 0.00757 | 0.0074979
CA | C&I | Pool Pump - DLC | Non Spinning Reserves | 0 | 0.00019739 | 0.00055532 | 0.0010614 | 0.0015601 | 0.0019109 | 0.002395 | 0.0027468 | 0.0031831 | 0.0036593 | 0.004274 | 0.0046821 | 0.0053553 | 0.0055186 | 0.0057639 | 0.0056515 | 0.0060329 | 0.0063726 | 0.006444 | 0.0058023 | 0 | 0.00020547 | 0.00059164 | 0.0012361 | 0.0016842 | 0.0020771 | 0.0024912 | 0.0030065 | 0.0034155 | 0.0040606 | 0.004614 | 0.0051307 | 0.0055743 | 0.0058795 | 0.0061848 | 0.0062714 | 0.0065576 | 0.0066286 | 0.0067076 | 0.0066437
CA | C&I | Pool Pump - DLC | Regulation | 0 | 0.00022277 | 0.00062672 | 0.0011978 | 0.0017607 | 0.0021566 | 0.0027029 | 0.0031 | 0.0035923 | 0.0041297 | 0.0048235 | 0.0052841 | 0.0060438 | 0.0062281 | 0.0065049 | 0.0063781 | 0.0068085 | 0.0071919 | 0.0072725 | 0.0065483 | 0 | 0.00023188 | 0.00066771 | 0.001395 | 0.0019007 | 0.0023442 | 0.0028115 | 0.003393 | 0.0038547 | 0.0045827 | 0.0052072 | 0.0057903 | 0.006291 | 0.0066354 | 0.00698 | 0.0070777 | 0.0074007 | 0.0074808 | 0.00757 | 0.0074979
CA | C&I | Pool Pump - DLC | Spinning Reserves | 0 | 0.00019739 | 0.00055532 | 0.0010614 | 0.0015601 | 0.0019109 | 0.002395 | 0.0027468 | 0.0031831 | 0.0036593 | 0.004274 | 0.0046821 | 0.0053553 | 0.0055186 | 0.0057639 | 0.0056515 | 0.0060329 | 0.0063726 | 0.006444 | 0.0058023 | 0 | 0.00020547 | 0.00059164 | 0.0012361 | 0.0016842 | 0.0020771 | 0.0024912 | 0.0030065 | 0.0034155 | 0.0040606 | 0.004614 | 0.0051307 | 0.0055743 | 0.0058795 | 0.0061848 | 0.0062714 | 0.0065576 | 0.0066286 | 0.0067076 | 0.0066437
CA | C&I | Smart Thermostats | Capacity & Energy | 0 | 0.13081 | 0.26694 | 0.39102 | 0.44739 | 0.44781 | 0.48354 | 0.52528 | 0.47452 | 0.47415 | 0.48528 | 0.47634 | 0.48829 | 0.46091 | 0.4383 | 0.40092 | 0.40498 | 0.41604 | 0.41131 | 0.37357 | 0 | 0.036058 | 0.077592 | 0.1266 | 0.13662 | 0.13726 | 0.13905 | 0.14757 | 0.14716 | 0.15527 | 0.15748 | 0.15364 | 0.15081 | 0.15311 | 0.15436 | 0.15873 | 0.14679 | 0.13911 | 0.13555 | 0.13649
CA | C&I | Smart Thermostats | EIM Capacity & Energy | 0 | 0.13081 | 0.26694 | 0.39102 | 0.44739 | 0.44781 | 0.48354 | 0.52528 | 0.47452 | 0.47415 | 0.48528 | 0.47634 | 0.48829 | 0.46091 | 0.4383 | 0.40092 | 0.40498 | 0.41604 | 0.41131 | 0.37357 | 0 | 0.036058 | 0.077592 | 0.1266 | 0.13662 | 0.13726 | 0.13905 | 0.14757 | 0.14716 | 0.15527 | 0.15748 | 0.15364 | 0.15081 | 0.15311 | 0.15436 | 0.15873 | 0.14679 | 0.13911 | 0.13555 | 0.13649
CA | C&I | Smart Thermostats | EIM Capacity & Energy FMM | 0 | 0.13081 | 0.26694 | 0.39102 | 0.44739 | 0.44781 | 0.48354 | 0.52528 | 0.47452 | 0.47415 | 0.48528 | 0.47634 | 0.48829 | 0.46091 | 0.4383 | 0.40092 | 0.40498 | 0.41604 | 0.41131 | 0.37357 | 0 | 0.036058 | 0.077592 | 0.1266 | 0.13662 | 0.13726 | 0.13905 | 0.14757 | 0.14716 | 0.15527 | 0.15748 | 0.15364 | 0.15081 | 0.15311 | 0.15436 | 0.15873 | 0.14679 | 0.13911 | 0.13555 | 0.13649
CA | C&I | Smart Thermostats | EIM Capacity & Energy RTD | 0 | 0.15572 | 0.31778 | 0.4655 | 0.53261 | 0.53311 | 0.57565 | 0.62534 | 0.5649 | 0.56447 | 0.57772 | 0.56708 | 0.58129 | 0.5487 | 0.52178 | 0.47728 | 0.48212 | 0.49529 | 0.48966 | 0.44473 | 0 | 0.042926 | 0.092371 | 0.15071 | 0.16265 | 0.1634 | 0.16554 | 0.17568 | 0.17519 | 0.18485 | 0.18747 | 0.18291 | 0.17954 | 0.18228 | 0.18376 | 0.18897 | 0.17475 | 0.16561 | 0.16137 | 0.16249
CA | C&I | Smart Thermostats | Frequency Response | 0 | 0.15524 | 0.31672 | 0.46388 | 0.53069 | 0.53096 | 0.57329 | 0.62298 | 0.56258 | 0.56209 | 0.57529 | 0.56453 | 0.5786 | 0.5461 | 0.51926 | 0.47485 | 0.47951 | 0.49258 | 0.48693 | 0.44236 | 0 | 0.0012354 | 0.0029849 | 0.0034559 | 0.0044047 | 0.0041937 | 0.0045189 | 0.004923 | 0.0038269 | 0.0040734 | 0.0047749 | 0.0043254 | 0.0046045 | 0.0051468 | 0.0035323 | 0.0034412 | 0.0037874 | 0.0038827 | 0.003875 | 0.0043522
CA | C&I | Smart Thermostats | Non Spinning Reserves | 0 | 0.13081 | 0.26694 | 0.39102 | 0.44739 | 0.44781 | 0.48354 | 0.52528 | 0.47452 | 0.47415 | 0.48528 | 0.47634 | 0.48829 | 0.46091 | 0.4383 | 0.40092 | 0.40498 | 0.41604 | 0.41131 | 0.37357 | 0 | 0.036058 | 0.077592 | 0.1266 | 0.13662 | 0.13726 | 0.13905 | 0.14757 | 0.14716 | 0.15527 | 0.15748 | 0.15364 | 0.15081 | 0.15311 | 0.15436 | 0.15873 | 0.14679 | 0.13911 | 0.13555 | 0.13649
CA | C&I | Smart Thermostats | Regulation | 0 | 0.15572 | 0.31778 | 0.4655 | 0.53261 | 0.53311 | 0.57565 | 0.62534 | 0.5649 | 0.56447 | 0.57772 | 0.56708 | 0.58129 | 0.5487 | 0.52178 | 0.47728 | 0.48212 | 0.49529 | 0.48966 | 0.44473 | 0 | 0.042926 | 0.092371 | 0.15071 | 0.16265 | 0.1634 | 0.16554 | 0.17568 | 0.17519 | 0.18485 | 0.18747 | 0.18291 | 0.17954 | 0.18228 | 0.18376 | 0.18897 | 0.17475 | 0.16561 | 0.16137 | 0.16249
CA | C&I | Smart Thermostats | Spinning Reserves | 0 | 0.13081 | 0.26694 | 0.39102 | 0.44739 | 0.44781 | 0.48354 | 0.52528 | 0.47452 | 0.47415 | 0.48528 | 0.47634 | 0.48829 | 0.46091 | 0.4383 | 0.40092 | 0.40498 | 0.41604 | 0.41131 | 0.37357 | 0 | 0.036058 | 0.077592 | 0.1266 | 0.13662 | 0.13726 | 0.13905 | 0.14757 | 0.14716 | 0.15527 | 0.15748 | 0.15364 | 0.15081 | 0.15311 | 0.15436 | 0.15873 | 0.14679 | 0.13911 | 0.13555 | 0.13649
CA | C&I | Third Party | Capacity & Energy | 0 | 0.38771 | 0.74447 | 1.0165 | 1.1489 | 1.1552 | 1.2454 | 1.2957 | 1.2577 | 1.3132 | 1.4089 | 1.4698 | 1.6192 | 1.6022 | 1.6305 | 1.5948 | 1.7156 | 1.834 | 1.8674 | 1.6366 | 0 | 0.27396 | 0.5456 | 0.83734 | 0.87024 | 0.88536 | 0.90274 | 0.96735 | 0.95337 | 1.0338 | 1.086 | 1.137 | 1.179 | 1.2106 | 1.2538 | 1.2755 | 1.3451 | 1.3539 | 1.3651 | 1.3529
CA | C&I | Third Party | EIM Capacity & Energy | 0 | 0.33644 | 0.64639 | 0.88118 | 1.0025 | 1.015 | 1.099 | 1.1404 | 1.1193 | 1.1763 | 1.2697 | 1.3333 | 1.4787 | 1.4679 | 1.4986 | 1.4707 | 1.5871 | 1.6996 | 1.7329 | 1.5134 | 0 | 0.27295 | 0.54349 | 0.83452 | 0.86716 | 0.88239 | 0.89975 | 0.96425 | 0.95066 | 1.031 | 1.083 | 1.1341 | 1.176 | 1.2074 | 1.2511 | 1.2727 | 1.3421 | 1.3509 | 1.3621 | 1.3498
CA | C&I | Third Party | EIM Capacity & Energy FMM | 0 | 0.33644 | 0.64639 | 0.88118 | 1.0025 | 1.015 | 1.099 | 1.1404 | 1.1193 | 1.1763 | 1.2697 | 1.3333 | 1.4787 | 1.4679 | 1.4986 | 1.4707 | 1.5871 | 1.6996 | 1.7329 | 1.5134 | 0 | 0.27295 | 0.54349 | 0.83452 | 0.86716 | 0.88239 | 0.89975 | 0.96425 | 0.95066 | 1.031 | 1.083 | 1.1341 | 1.176 | 1.2074 | 1.2511 | 1.2727 | 1.3421 | 1.3509 | 1.3621 | 1.3498
CA | C&I | Third Party | EIM Capacity & Energy RTD | 0 | 0.31782 | 0.61063 | 0.83389 | 0.95032 | 0.95947 | 1.0431 | 1.093 | 1.0749 | 1.1339 | 1.2315 | 1.296 | 1.4432 | 1.4385 | 1.475 | 1.4496 | 1.5636 | 1.6757 | 1.7082 | 1.4954 | 0 | 0.25222 | 0.50221 | 0.76997 | 0.80057 | 0.816 | 0.83488 | 0.89847 | 0.89017 | 0.96752 | 1.0217 | 1.0748 | 1.1195 | 1.154 | 1.1992 | 1.2217 | 1.2896 | 1.2983 | 1.3088 | 1.2963
CA | C&I | Third Party | Frequency Response | 0 | 0.22805 | 0.43393 | 0.58261 | 0.66138 | 0.64982 | 0.69038 | 0.70191 | 0.66104 | 0.66725 | 0.69211 | 0.69396 | 0.74438 | 0.7064 | 0.69651 | 0.66408 | 0.69684 | 0.73854 | 0.74963 | 0.63252 | 0 | 0.19409 | 0.38419 | 0.583 | 0.59801 | 0.59917 | 0.59959 | 0.62937 | 0.60007 | 0.62519 | 0.63445 | 0.64179 | 0.64455 | 0.63986 | 0.64055 | 0.62878 | 0.65756 | 0.6511 | 0.64966 | 0.63293
CA | C&I | Third Party | Non Spinning Reserves | 0 | 0.33644 | 0.64639 | 0.88118 | 1.0025 | 1.015 | 1.099 | 1.1404 | 1.1193 | 1.1763 | 1.2697 | 1.3333 | 1.4787 | 1.4679 | 1.4986 | 1.4707 | 1.5871 | 1.6996 | 1.7329 | 1.5134 | 0 | 0.27295 | 0.54349 | 0.83452 | 0.86716 | 0.88239 | 0.89975 | 0.96425 | 0.95066 | 1.031 | 1.083 | 1.1341 | 1.176 | 1.2074 | 1.2511 | 1.2727 | 1.3421 | 1.3509 | 1.3621 | 1.3498
CA | C&I | Third Party | Regulation | 0 | 0.36753 | 0.70475 | 0.96044 | 1.0911 | 1.0964 | 1.1839 | 1.2265 | 1.1996 | 1.2522 | 1.3485 | 1.4051 | 1.5522 | 1.537 | 1.5685 | 1.5353 | 1.6528 | 1.7686 | 1.8011 | 1.5767 | 0 | 0.29107 | 0.57821 | 0.8862 | 0.9169 | 0.92989 | 0.9454 | 1.0096 | 0.99318 | 1.0692 | 1.1183 | 1.1665 | 1.2048 | 1.2335 | 1.2765 | 1.2953 | 1.3637 | 1.3711 | 1.3814 | 1.3684
CA | C&I | Third Party | Spinning Reserves | 0 | 0.33644 | 0.64639 | 0.88118 | 1.0025 | 1.015 | 1.099 | 1.1404 | 1.1193 | 1.1763 | 1.2697 | 1.3333 | 1.4787 | 1.4679 | 1.4986 | 1.4707 | 1.5871 | 1.6996 | 1.7329 | 1.5134 | 0 | 0.27295 | 0.54349 | 0.83452 | 0.86716 | 0.88239 | 0.89975 | 0.96425 | 0.95066 | 1.031 | 1.083 | 1.1341 | 1.176 | 1.2074 | 1.2511 | 1.2727 | 1.3421 | 1.3509 | 1.3621 | 1.3498
CA | C&I | Water Heater - DLC | Capacity & Energy | 0 | 0.049108 | 0.084244 | 0.099559 | 0.11049 | 0.097919 | 0.096703 | 0.08864 | 0.071951 | 0.063516 | 0.056931 | 0.04762 | 0.042528 | 0.030701 | 0.022078 | 0.01853 | 0.01919 | 0.020634 | 0.021041 | 0.016852 | 0 | 0.066248 | 0.12213 | 0.17062 | 0.16119 | 0.14773 | 0.13389 | 0.12726 | 0.10407 | 0.095168 | 0.08306 | 0.070243 | 0.057372 | 0.044506 | 0.031932 | 0.027764 | 0.028952 | 0.028568 | 0.028385 | 0.027958
CA | C&I | Water Heater - DLC | EIM Capacity & Energy | 0 | 0.049108 | 0.084244 | 0.099559 | 0.11049 | 0.097919 | 0.096703 | 0.08864 | 0.071951 | 0.063516 | 0.056931 | 0.04762 | 0.042528 | 0.030701 | 0.022078 | 0.01853 | 0.01919 | 0.020634 | 0.021041 | 0.016852 | 0 | 0.066248 | 0.12213 | 0.17062 | 0.16119 | 0.14773 | 0.13389 | 0.12726 | 0.10407 | 0.095168 | 0.08306 | 0.070243 | 0.057372 | 0.044506 | 0.031932 | 0.027764 | 0.028952 | 0.028568 | 0.028385 | 0.027958
CA | C&I | Water Heater - DLC | EIM Capacity & Energy FMM | 0 | 0.049108 | 0.084244 | 0.099559 | 0.11049 | 0.097919 | 0.096703 | 0.08864 | 0.071951 | 0.063516 | 0.056931 | 0.04762 | 0.042528 | 0.030701 | 0.022078 | 0.01853 | 0.01919 | 0.020634 | 0.021041 | 0.016852 | 0 | 0.066248 | 0.12213 | 0.17062 | 0.16119 | 0.14773 | 0.13389 | 0.12726 | 0.10407 | 0.095168 | 0.08306 | 0.070243 | 0.057372 | 0.044506 | 0.031932 | 0.027764 | 0.028952 | 0.028568 | 0.028385 | 0.027958
CA | C&I | Water Heater - DLC | EIM Capacity & Energy RTD | 0 | 0.071575 | 0.12255 | 0.14442 | 0.15967 | 0.14081 | 0.13818 | 0.12569 | 0.10111 | 0.088366 | 0.078353 | 0.064796 | 0.057184 | 0.040798 | 0.029006 | 0.024083 | 0.024623 | 0.026165 | 0.02642 | 0.020986 | 0 | 0.096557 | 0.17765 | 0.2475 | 0.23295 | 0.21243 | 0.19132 | 0.18046 | 0.14624 | 0.1324 | 0.11431 | 0.095579 | 0.077143 | 0.059143 | 0.041953 | 0.036085 | 0.037148 | 0.036227 | 0.035641 | 0.034816
CA | C&I | Water Heater - DLC | Frequency Response | 0 | 0.071575 | 0.12255 | 0.14442 | 0.15967 | 0.14081 | 0.13818 | 0.12569 | 0.10111 | 0.088366 | 0.078353 | 0.064796 | 0.057184 | 0.040798 | 0.029006 | 0.024083 | 0.024623 | 0.026165 | 0.02642 | 0.020986 | 0 | 0.096557 | 0.17765 | 0.2475 | 0.23295 | 0.21243 | 0.19132 | 0.18046 | 0.14624 | 0.1324 | 0.11431 | 0.095579 | 0.077143 | 0.059143 | 0.041953 | 0.036085 | 0.037148 | 0.036227 | 0.035641 | 0.034816
CA | C&I | Water Heater - DLC | Non Spinning Reserves | 0 | 0.049108 | 0.084244 | 0.099559 | 0.11049 | 0.097919 | 0.096703 | 0.08864 | 0.071951 | 0.063516 | 0.056931 | 0.04762 | 0.042528 | 0.030701 | 0.022078 | 0.01853 | 0.01919 | 0.020634 | 0.021041 | 0.016852 | 0 | 0.066248 | 0.12213 | 0.17062 | 0.16119 | 0.14773 | 0.13389 | 0.12726 | 0.10407 | 0.095168 | 0.08306 | 0.070243 | 0.057372 | 0.044506 | 0.031932 | 0.027764 | 0.028952 | 0.028568 | 0.028385 | 0.027958
CA | C&I | Water Heater - DLC | Regulation | 0 | 0.071575 | 0.12255 | 0.14442 | 0.15967 | 0.14081 | 0.13818 | 0.12569 | 0.10111 | 0.088366 | 0.078353 | 0.064796 | 0.057184 | 0.040798 | 0.029006 | 0.024083 | 0.024623 | 0.026165 | 0.02642 | 0.020986 | 0 | 0.096557 | 0.17765 | 0.2475 | 0.23295 | 0.21243 | 0.19132 | 0.18046 | 0.14624 | 0.1324 | 0.11431 | 0.095579 | 0.077143 | 0.059143 | 0.041953 | 0.036085 | 0.037148 | 0.036227 | 0.035641 | 0.034816
CA | C&I | Water Heater - DLC | Spinning Reserves | 0 | 0.049108 | 0.084244 | 0.099559 | 0.11049 | 0.097919 | 0.096703 | 0.08864 | 0.071951 | 0.063516 | 0.056931 | 0.04762 | 0.042528 | 0.030701 | 0.022078 | 0.01853 | 0.01919 | 0.020634 | 0.021041 | 0.016852 | 0 | 0.066248 | 0.12213 | 0.17062 | 0.16119 | 0.14773 | 0.13389 | 0.12726 | 0.10407 | 0.095168 | 0.08306 | 0.070243 | 0.057372 | 0.044506 | 0.031932 | 0.027764 | 0.028952 | 0.028568 | 0.028385 | 0.027958
CA | Irrigation | Irrigation DLC | Capacity & Energy | 0 | 0.5238 | 1.0177 | 1.6096 | 1.6202 | 1.5715 | 1.5693 | 1.5936 | 1.6325 | 1.6002 | 1.6028 | 1.579 | 1.5397 | 1.4947 | 1.6142 | 1.5794 | 1.5357 | 1.5306 | 1.5104 | 1.4768 | 0 | 4.2391e-05 | 9.6999e-05 | 8.0363e-05 | 9.6146e-05 | 9.9366e-05 | 0.00010217 | 0.00012662 | 7.8934e-05 | 7.3788e-05 | 9.5114e-05 | 9.8714e-05 | 0.00012461 | 0.00014246 | 7.8049e-05 | 7.2827e-05 | 9.7099e-05 | 9.9652e-05 | 0.00012224 | 0.00014043
CA | Irrigation | Irrigation DLC | EIM Capacity & Energy | 0 | 0.5238 | 1.0177 | 1.6096 | 1.6202 | 1.5715 | 1.5693 | 1.5936 | 1.6325 | 1.6002 | 1.6028 | 1.579 | 1.5397 | 1.4947 | 1.6142 | 1.5794 | 1.5357 | 1.5306 | 1.5104 | 1.4768 | 0 | 4.2391e-05 | 9.6999e-05 | 8.0363e-05 | 9.6146e-05 | 9.9366e-05 | 0.00010217 | 0.00012662 | 7.8934e-05 | 7.3788e-05 | 9.5114e-05 | 9.8714e-05 | 0.00012461 | 0.00014246 | 7.8049e-05 | 7.2827e-05 | 9.7099e-05 | 9.9652e-05 | 0.00012224 | 0.00014043
CA | Irrigation | Irrigation DLC | EIM Capacity & Energy FMM | 0 | 0.5238 | 1.0177 | 1.6096 | 1.6202 | 1.5715 | 1.5693 | 1.5936 | 1.6325 | 1.6002 | 1.6028 | 1.579 | 1.5397 | 1.4947 | 1.6142 | 1.5794 | 1.5357 | 1.5306 | 1.5104 | 1.4768 | 0 | 4.2391e-05 | 9.6999e-05 | 8.0363e-05 | 9.6146e-05 | 9.9366e-05 | 0.00010217 | 0.00012662 | 7.8934e-05 | 7.3788e-05 | 9.5114e-05 | 9.8714e-05 | 0.00012461 | 0.00014246 | 7.8049e-05 | 7.2827e-05 | 9.7099e-05 | 9.9652e-05 | 0.00012224 | 0.00014043
CA | Irrigation | Irrigation DLC | EIM Capacity & Energy RTD | 0 | 0.5238 | 1.0177 | 1.6096 | 1.6202 | 1.5715 | 1.5693 | 1.5936 | 1.6325 | 1.6002 | 1.6028 | 1.579 | 1.5397 | 1.4947 | 1.6142 | 1.5794 | 1.5357 | 1.5306 | 1.5104 | 1.4768 | 0 | 4.2391e-05 | 9.6999e-05 | 8.0363e-05 | 9.6146e-05 | 9.9366e-05 | 0.00010217 | 0.00012662 | 7.8934e-05 | 7.3788e-05 | 9.5114e-05 | 9.8714e-05 | 0.00012461 | 0.00014246 | 7.8049e-05 | 7.2827e-05 | 9.7099e-05 | 9.9652e-05 | 0.00012224 | 0.00014043
CA | Irrigation | Irrigation DLC | Frequency Response | 0 | 0.5238 | 1.0177 | 1.6096 | 1.6202 | 1.5715 | 1.5693 | 1.5936 | 1.6325 | 1.6002 | 1.6028 | 1.579 | 1.5397 | 1.4947 | 1.6142 | 1.5794 | 1.5357 | 1.5306 | 1.5104 | 1.4768 | 0 | 4.2391e-05 | 9.6999e-05 | 8.0363e-05 | 9.6146e-05 | 9.9366e-05 | 0.00010217 | 0.00012662 | 7.8934e-05 | 7.3788e-05 | 9.5114e-05 | 9.8714e-05 | 0.00012461 | 0.00014246 | 7.8049e-05 | 7.2827e-05 | 9.7099e-05 | 9.9652e-05 | 0.00012224 | 0.00014043
CA | Irrigation | Irrigation DLC | Non Spinning Reserves | 0 | 0.5238 | 1.0177 | 1.6096 | 1.6202 | 1.5715 | 1.5693 | 1.5936 | 1.6325 | 1.6002 | 1.6028 | 1.579 | 1.5397 | 1.4947 | 1.6142 | 1.5794 | 1.5357 | 1.5306 | 1.5104 | 1.4768 | 0 | 4.2391e-05 | 9.6999e-05 | 8.0363e-05 | 9.6146e-05 | 9.9366e-05 | 0.00010217 | 0.00012662 | 7.8934e-05 | 7.3788e-05 | 9.5114e-05 | 9.8714e-05 | 0.00012461 | 0.00014246 | 7.8049e-05 | 7.2827e-05 | 9.7099e-05 | 9.9652e-05 | 0.00012224 | 0.00014043
CA | Irrigation | Irrigation DLC | Regulation | 0 | 0.5238 | 1.0177 | 1.6096 | 1.6202 | 1.5715 | 1.5693 | 1.5936 | 1.6325 | 1.6002 | 1.6028 | 1.579 | 1.5397 | 1.4947 | 1.6142 | 1.5794 | 1.5357 | 1.5306 | 1.5104 | 1.4768 | 0 | 4.2391e-05 | 9.6999e-05 | 8.0363e-05 | 9.6146e-05 | 9.9366e-05 | 0.00010217 | 0.00012662 | 7.8934e-05 | 7.3788e-05 | 9.5114e-05 | 9.8714e-05 | 0.00012461 | 0.00014246 | 7.8049e-05 | 7.2827e-05 | 9.7099e-05 | 9.9652e-05 | 0.00012224 | 0.00014043
CA | Irrigation | Irrigation DLC | Spinning Reserves | 0 | 0.5238 | 1.0177 | 1.6096 | 1.6202 | 1.5715 | 1.5693 | 1.5936 | 1.6325 | 1.6002 | 1.6028 | 1.579 | 1.5397 | 1.4947 | 1.6142 | 1.5794 | 1.5357 | 1.5306 | 1.5104 | 1.4768 | 0 | 4.2391e-05 | 9.6999e-05 | 8.0363e-05 | 9.6146e-05 | 9.9366e-05 | 0.00010217 | 0.00012662 | 7.8934e-05 | 7.3788e-05 | 9.5114e-05 | 9.8714e-05 | 0.00012461 | 0.00014246 | 7.8049e-05 | 7.2827e-05 | 9.7099e-05 | 9.9652e-05 | 0.00012224 | 0.00014043
CA | Residential | Battery DLC | Capacity & Energy | 0 | 0.10281 | 0.20561 | 0.30842 | 0.30842 | 0.30842 | 0.30842 | 0.35725 | 0.40609 | 0.45493 | 0.50377 | 0.5526 | 0.60144 | 0.65028 | 0.69912 | 0.79827 | 1.2911 | 1.9822 | 2.8702 | 3.9549 | 0 | 0.10281 | 0.20561 | 0.30842 | 0.30842 | 0.30842 | 0.30842 | 0.35725 | 0.40609 | 0.45493 | 0.50377 | 0.5526 | 0.60144 | 0.65028 | 0.69912 | 0.79827 | 1.2911 | 1.9822 | 2.8702 | 3.9549
CA | Residential | Battery DLC | EIM Capacity & Energy | 0 | 0.10281 | 0.20561 | 0.30842 | 0.30842 | 0.30842 | 0.30842 | 0.35725 | 0.40609 | 0.45493 | 0.50377 | 0.5526 | 0.60144 | 0.65028 | 0.69912 | 0.79827 | 1.2911 | 1.9822 | 2.8702 | 3.9549 | 0 | 0.10281 | 0.20561 | 0.30842 | 0.30842 | 0.30842 | 0.30842 | 0.35725 | 0.40609 | 0.45493 | 0.50377 | 0.5526 | 0.60144 | 0.65028 | 0.69912 | 0.79827 | 1.2911 | 1.9822 | 2.8702 | 3.9549
CA | Residential | Battery DLC | EIM Capacity & Energy FMM | 0 | 0.10281 | 0.20561 | 0.30842 | 0.30842 | 0.30842 | 0.30842 | 0.35725 | 0.40609 | 0.45493 | 0.50377 | 0.5526 | 0.60144 | 0.65028 | 0.69912 | 0.79827 | 1.2911 | 1.9822 | 2.8702 | 3.9549 | 0 | 0.10281 | 0.20561 | 0.30842 | 0.30842 | 0.30842 | 0.30842 | 0.35725 | 0.40609 | 0.45493 | 0.50377 | 0.5526 | 0.60144 | 0.65028 | 0.69912 | 0.79827 | 1.2911 | 1.9822 | 2.8702 | 3.9549
CA | Residential | Battery DLC | EIM Capacity & Energy RTD | 0 | 0.14393 | 0.28785 | 0.43178 | 0.43178 | 0.43178 | 0.43178 | 0.51383 | 0.59588 | 0.67792 | 0.75997 | 0.84202 | 0.92406 | 1.0061 | 1.0882 | 1.2547 | 2.0827 | 3.2438 | 4.7355 | 6.558 | 0 | 0.14393 | 0.28785 | 0.43178 | 0.43178 | 0.43178 | 0.43178 | 0.51383 | 0.59588 | 0.67792 | 0.75997 | 0.84202 | 0.92406 | 1.0061 | 1.0882 | 1.2547 | 2.0827 | 3.2438 | 4.7355 | 6.558
CA | Residential | Battery DLC | Frequency Response | 0 | 0.14393 | 0.28785 | 0.43178 | 0.43178 | 0.43178 | 0.43178 | 0.51383 | 0.59588 | 0.67792 | 0.75997 | 0.84202 | 0.92406 | 1.0061 | 1.0882 | 1.2547 | 2.0827 | 3.2438 | 4.7355 | 6.558 | 0 | 0.14393 | 0.28785 | 0.43178 | 0.43178 | 0.43178 | 0.43178 | 0.51383 | 0.59588 | 0.67792 | 0.75997 | 0.84202 | 0.92406 | 1.0061 | 1.0882 | 1.2547 | 2.0827 | 3.2438 | 4.7355 | 6.558
CA | Residential | Battery DLC | Non Spinning Reserves | 0 | 0.10281 | 0.20561 | 0.30842 | 0.30842 | 0.30842 | 0.30842 | 0.35725 | 0.40609 | 0.45493 | 0.50377 | 0.5526 | 0.60144 | 0.65028 | 0.69912 | 0.79827 | 1.2911 | 1.9822 | 2.8702 | 3.9549 | 0 | 0.10281 | 0.20561 | 0.30842 | 0.30842 | 0.30842 | 0.30842 | 0.35725 | 0.40609 | 0.45493 | 0.50377 | 0.5526 | 0.60144 | 0.65028 | 0.69912 | 0.79827 | 1.2911 | 1.9822 | 2.8702 | 3.9549
CA | Residential | Battery DLC | Regulation | 0 | 0.14393 | 0.28785 | 0.43178 | 0.43178 | 0.43178 | 0.43178 | 0.51383 | 0.59588 | 0.67792 | 0.75997 | 0.84202 | 0.92406 | 1.0061 | 1.0882 | 1.2547 | 2.0827 | 3.2438 | 4.7355 | 6.558 | 0 | 0.14393 | 0.28785 | 0.43178 | 0.43178 | 0.43178 | 0.43178 | 0.51383 | 0.59588 | 0.67792 | 0.75997 | 0.84202 | 0.92406 | 1.0061 | 1.0882 | 1.2547 | 2.0827 | 3.2438 | 4.7355 | 6.558
CA | Residential | Battery DLC | Spinning Reserves | 0 | 0.10281 | 0.20561 | 0.30842 | 0.30842 | 0.30842 | 0.30842 | 0.35725 | 0.40609 | 0.45493 | 0.50377 | 0.5526 | 0.60144 | 0.65028 | 0.69912 | 0.79827 | 1.2911 | 1.9822 | 2.8702 | 3.9549 | 0 | 0.10281 | 0.20561 | 0.30842 | 0.30842 | 0.30842 | 0.30842 | 0.35725 | 0.40609 | 0.45493 | 0.50377 | 0.5526 | 0.60144 | 0.65028 | 0.69912 | 0.79827 | 1.2911 | 1.9822 | 2.8702 | 3.9549
CA | Residential | EV DLC | Capacity & Energy | 0 | 0.0035796 | 0.009721 | 0.019842 | 0.024601 | 0.028265 | 0.032287 | 0.037271 | 0.042177 | 0.046806 | 0.051976 | 0.056768 | 0.06067 | 0.065773 | 0.074253 | 0.080119 | 0.084885 | 0.090352 | 0.095552 | 0.10319 | 0 | 0.0036103 | 0.0099363 | 0.01884 | 0.023693 | 0.027765 | 0.031858 | 0.036211 | 0.040398 | 0.044806 | 0.050056 | 0.055208 | 0.06119 | 0.06723 | 0.071121 | 0.076697 | 0.083384 | 0.08915 | 0.096371 | 0.10315
CA | Residential | EV DLC | EIM Capacity & Energy | 0 | 0.0035796 | 0.009721 | 0.019842 | 0.024601 | 0.028265 | 0.032287 | 0.037271 | 0.042177 | 0.046806 | 0.051976 | 0.056768 | 0.06067 | 0.065773 | 0.074253 | 0.080119 | 0.084885 | 0.090352 | 0.095552 | 0.10319 | 0 | 0.0036103 | 0.0099363 | 0.01884 | 0.023693 | 0.027765 | 0.031858 | 0.036211 | 0.040398 | 0.044806 | 0.050056 | 0.055208 | 0.06119 | 0.06723 | 0.071121 | 0.076697 | 0.083384 | 0.08915 | 0.096371 | 0.10315
CA | Residential | EV DLC | EIM Capacity & Energy FMM | 0 | 0.0035796 | 0.009721 | 0.019842 | 0.024601 | 0.028265 | 0.032287 | 0.037271 | 0.042177 | 0.046806 | 0.051976 | 0.056768 | 0.06067 | 0.065773 | 0.074253 | 0.080119 | 0.084885 | 0.090352 | 0.095552 | 0.10319 | 0 | 0.0036103 | 0.0099363 | 0.01884 | 0.023693 | 0.027765 | 0.031858 | 0.036211 | 0.040398 | 0.044806 | 0.050056 | 0.055208 | 0.06119 | 0.06723 | 0.071121 | 0.076697 | 0.083384 | 0.08915 | 0.096371 | 0.10315
CA | Residential | EV DLC | EIM Capacity & Energy RTD | 0 | 0.0016824 | 0.0051521 | 0.011707 | 0.015991 | 0.020068 | 0.024861 | 0.030935 | 0.03585 | 0.039785 | 0.04418 | 0.048253 | 0.05157 | 0.055907 | 0.063115 | 0.068101 | 0.072152 | 0.076799 | 0.081219 | 0.087715 | 0 | 0.0016968 | 0.0052662 | 0.011116 | 0.0154 | 0.019713 | 0.02453 | 0.030055 | 0.034338 | 0.038085 | 0.042548 | 0.046926 | 0.052012 | 0.057145 | 0.060453 | 0.065192 | 0.070876 | 0.075777 | 0.081916 | 0.087674
CA | Residential | EV DLC | Frequency Response | 0 | 0.0016824 | 0.0051521 | 0.011707 | 0.015991 | 0.020068 | 0.024861 | 0.030935 | 0.03585 | 0.039785 | 0.04418 | 0.048253 | 0.05157 | 0.055907 | 0.063115 | 0.068101 | 0.072152 | 0.076799 | 0.081219 | 0.087715 | 0 | 0.0016968 | 0.0052662 | 0.011116 | 0.0154 | 0.019713 | 0.02453 | 0.030055 | 0.034338 | 0.038085 | 0.042548 | 0.046926 | 0.052012 | 0.057145 | 0.060453 | 0.065192 | 0.070876 | 0.075777 | 0.081916 | 0.087674
CA | Residential | EV DLC | Non Spinning Reserves | 0 | 0.0035796 | 0.009721 | 0.019842 | 0.024601 | 0.028265 | 0.032287 | 0.037271 | 0.042177 | 0.046806 | 0.051976 | 0.056768 | 0.06067 | 0.065773 | 0.074253 | 0.080119 | 0.084885 | 0.090352 | 0.095552 | 0.10319 | 0 | 0.0036103 | 0.0099363 | 0.01884 | 0.023693 | 0.027765 | 0.031858 | 0.036211 | 0.040398 | 0.044806 | 0.050056 | 0.055208 | 0.06119 | 0.06723 | 0.071121 | 0.076697 | 0.083384 | 0.08915 | 0.096371 | 0.10315
CA | Residential | EV DLC | Regulation | 0 | 0.0035796 | 0.009721 | 0.019842 | 0.024601 | 0.028265 | 0.032287 | 0.037271 | 0.042177 | 0.046806 | 0.051976 | 0.056768 | 0.06067 | 0.065773 | 0.074253 | 0.080119 | 0.084885 | 0.090352 | 0.095552 | 0.10319 | 0 | 0.0036103 | 0.0099363 | 0.01884 | 0.023693 | 0.027765 | 0.031858 | 0.036211 | 0.040398 | 0.044806 | 0.050056 | 0.055208 | 0.06119 | 0.06723 | 0.071121 | 0.076697 | 0.083384 | 0.08915 | 0.096371 | 0.10315
CA | Residential | EV DLC | Spinning Reserves | 0 | 0.0016824 | 0.0051521 | 0.011707 | 0.015991 | 0.020068 | 0.024861 | 0.030935 | 0.03585 | 0.039785 | 0.04418 | 0.048253 | 0.05157 | 0.055907 | 0.063115 | 0.068101 | 0.072152 | 0.076799 | 0.081219 | 0.087715 | 0 | 0.0016968 | 0.0052662 | 0.011116 | 0.0154 | 0.019713 | 0.02453 | 0.030055 | 0.034338 | 0.038085 | 0.042548 | 0.046926 | 0.052012 | 0.057145 | 0.060453 | 0.065192 | 0.070876 | 0.075777 | 0.081916 | 0.087674
CA | Residential | Grid Interactive Water Heater | Capacity & Energy | 0 | 0.011666 | 0.060822 | 0.1657 | 0.24335 | 0.33589 | 0.43258 | 0.53485 | 0.66012 | 0.76272 | 0.85722 | 0.95506 | 1.0201 | 1.1047 | 1.2028 | 1.2109 | 1.1714 | 1.1306 | 1.1006 | 1.1165 | 0 | 0.026943 | 0.14058 | 0.36674 | 0.56874 | 0.79275 | 1.0446 | 1.3138 | 1.5826 | 1.9112 | 2.2208 | 2.5257 | 2.8377 | 3.1195 | 3.332 | 3.5333 | 3.5748 | 3.6021 | 3.6309 | 3.6113
CA | Residential | Grid Interactive Water Heater | EIM Capacity & Energy | 0 | 0.011666 | 0.060822 | 0.1657 | 0.24335 | 0.33589 | 0.43258 | 0.53485 | 0.66012 | 0.76272 | 0.85722 | 0.95506 | 1.0201 | 1.1047 | 1.2028 | 1.2109 | 1.1714 | 1.1306 | 1.1006 | 1.1165 | 0 | 0.026943 | 0.14058 | 0.36674 | 0.56874 | 0.79275 | 1.0446 | 1.3138 | 1.5826 | 1.9112 | 2.2208 | 2.5257 | 2.8377 | 3.1195 | 3.332 | 3.5333 | 3.5748 | 3.6021 | 3.6309 | 3.6113
CA | Residential | Grid Interactive Water Heater | EIM Capacity & Energy FMM | 0 | 0.011666 | 0.060822 | 0.1657 | 0.24335 | 0.33589 | 0.43258 | 0.53485 | 0.66012 | 0.76272 | 0.85722 | 0.95506 | 1.0201 | 1.1047 | 1.2028 | 1.2109 | 1.1714 | 1.1306 | 1.1006 | 1.1165 | 0 | 0.026943 | 0.14058 | 0.36674 | 0.56874 | 0.79275 | 1.0446 | 1.3138 | 1.5826 | 1.9112 | 2.2208 | 2.5257 | 2.8377 | 3.1195 | 3.332 | 3.5333 | 3.5748 | 3.6021 | 3.6309 | 3.6113
CA | Residential | Grid Interactive Water Heater | EIM Capacity & Energy RTD | 0 | 0.01631 | 0.084827 | 0.23042 | 0.33732 | 0.46378 | 0.59471 | 0.73148 | 0.89786 | 1.0299 | 1.1478 | 1.2663 | 1.3388 | 1.4339 | 1.545 | 1.5397 | 1.4659 | 1.3942 | 1.3411 | 1.3457 | 0 | 0.03733 | 0.19405 | 0.50421 | 0.77739 | 1.0772 | 1.4102 | 1.7604 | 2.1067 | 2.5175 | 2.892 | 3.2503 | 3.6063 | 3.9192 | 4.1442 | 4.3453 | 4.3284 | 4.3043 | 4.2952 | 4.2393
CA | Residential | Grid Interactive Water Heater | Frequency Response | 0 | 0.01631 | 0.084827 | 0.23042 | 0.33732 | 0.46378 | 0.59471 | 0.73148 | 0.89786 | 1.0299 | 1.1478 | 1.2663 | 1.3388 | 1.4339 | 1.545 | 1.5397 | 1.4659 | 1.3942 | 1.3411 | 1.3457 | 0 | 0.03733 | 0.19405 | 0.50421 | 0.77739 | 1.0772 | 1.4102 | 1.7604 | 2.1067 | 2.5175 | 2.892 | 3.2503 | 3.6063 | 3.9192 | 4.1442 | 4.3453 | 4.3284 | 4.3043 | 4.2952 | 4.2393
CA | Residential | Grid Interactive Water Heater | Non Spinning Reserves | 0 | 0.011666 | 0.060822 | 0.1657 | 0.24335 | 0.33589 | 0.43258 | 0.53485 | 0.66012 | 0.76272 | 0.85722 | 0.95506 | 1.0201 | 1.1047 | 1.2028 | 1.2109 | 1.1714 | 1.1306 | 1.1006 | 1.1165 | 0 | 0.026943 | 0.14058 | 0.36674 | 0.56874 | 0.79275 | 1.0446 | 1.3138 | 1.5826 | 1.9112 | 2.2208 | 2.5257 | 2.8377 | 3.1195 | 3.332 | 3.5333 | 3.5748 | 3.6021 | 3.6309 | 3.6113
CA | Residential | Grid Interactive Water Heater | Regulation | 0 | 0.01631 | 0.084827 | 0.23042 | 0.33732 | 0.46378 | 0.59471 | 0.73148 | 0.89786 | 1.0299 | 1.1478 | 1.2663 | 1.3388 | 1.4339 | 1.545 | 1.5397 | 1.4659 | 1.3942 | 1.3411 | 1.3457 | 0 | 0.03733 | 0.19405 | 0.50421 | 0.77739 | 1.0772 | 1.4102 | 1.7604 | 2.1067 | 2.5175 | 2.892 | 3.2503 | 3.6063 | 3.9192 | 4.1442 | 4.3453 | 4.3284 | 4.3043 | 4.2952 | 4.2393
CA | Residential | Grid Interactive Water Heater | Spinning Reserves | 0 | 0.011666 | 0.060822 | 0.1657 | 0.24335 | 0.33589 | 0.43258 | 0.53485 | 0.66012 | 0.76272 | 0.85722 | 0.95506 | 1.0201 | 1.1047 | 1.2028 | 1.2109 | 1.1714 | 1.1306 | 1.1006 | 1.1165 | 0 | 0.026943 | 0.14058 | 0.36674 | 0.56874 | 0.79275 | 1.0446 | 1.3138 | 1.5826 | 1.9112 | 2.2208 | 2.5257 | 2.8377 | 3.1195 | 3.332 | 3.5333 | 3.5748 | 3.6021 | 3.6309 | 3.6113
CA | Residential | Home Energy Management System | Capacity & Energy | 0 | 0.015825 | 0.039132 | 0.068546 | 0.083078 | 0.1001 | 0.12044 | 0.14353 | 0.14739 | 0.16643 | 0.17886 | 0.18885 | 0.19958 | 0.19951 | 0.18329 | 0.19015 | 0.1904 | 0.19313 | 0.19871 | 0.1982 | 0 | 0.008951 | 0.023047 | 0.045424 | 0.053158 | 0.064623 | 0.075763 | 0.08998 | 0.10833 | 0.11639 | 0.12103 | 0.12824 | 0.12839 | 0.13071 | 0.13853 | 0.13596 | 0.13094 | 0.12823 | 0.13014 | 0.13203
CA | Residential | Home Energy Management System | EIM Capacity & Energy | 0 | 0.015825 | 0.039132 | 0.068546 | 0.083078 | 0.1001 | 0.12044 | 0.14353 | 0.14739 | 0.16643 | 0.17886 | 0.18885 | 0.19958 | 0.19951 | 0.18329 | 0.19015 | 0.1904 | 0.19313 | 0.19871 | 0.1982 | 0 | 0.008951 | 0.023047 | 0.045424 | 0.053158 | 0.064623 | 0.075763 | 0.08998 | 0.10833 | 0.11639 | 0.12103 | 0.12824 | 0.12839 | 0.13071 | 0.13853 | 0.13596 | 0.13094 | 0.12823 | 0.13014 | 0.13203
CA | Residential | Home Energy Management System | EIM Capacity & Energy FMM | 0 | 0.015825 | 0.039132 | 0.068546 | 0.083078 | 0.1001 | 0.12044 | 0.14353 | 0.14739 | 0.16643 | 0.17886 | 0.18885 | 0.19958 | 0.19951 | 0.18329 | 0.19015 | 0.1904 | 0.19313 | 0.19871 | 0.1982 | 0 | 0.008951 | 0.023047 | 0.045424 | 0.053158 | 0.064623 | 0.075763 | 0.08998 | 0.10833 | 0.11639 | 0.12103 | 0.12824 | 0.12839 | 0.13071 | 0.13853 | 0.13596 | 0.13094 | 0.12823 | 0.13014 | 0.13203
CA | Residential | Home Energy Management System | EIM Capacity & Energy RTD | 0 | 0.02782 | 0.06854 | 0.11897 | 0.14413 | 0.17347 | 0.20916 | 0.25028 | 0.2527 | 0.2865 | 0.30824 | 0.32616 | 0.34655 | 0.3455 | 0.31274 | 0.32645 | 0.32696 | 0.33269 | 0.34393 | 0.34245 | 0 | 0.014792 | 0.038406 | 0.076817 | 0.089286 | 0.10882 | 0.12734 | 0.15206 | 0.18528 | 0.19825 | 0.20514 | 0.21823 | 0.21751 | 0.2219 | 0.23757 | 0.23232 | 0.22223 | 0.21681 | 0.22067 | 0.22464
CA | Residential | Home Energy Management System | Frequency Response | 0 | 0.027231 | 0.067152 | 0.11654 | 0.14131 | 0.17019 | 0.20539 | 0.24599 | 0.2479 | 0.28131 | 0.30277 | 0.32051 | 0.34082 | 0.33973 | 0.30693 | 0.32066 | 0.3212 | 0.32695 | 0.3382 | 0.33668 | 0 | 0 | 0 | 0 | 0 | 0 | 0 | 0 | 0 | 0 | 0 | 0 | 0 | 0 | 0 | 0 | 0 | 0 | 0 | 0
CA | Residential | Home Energy Management System | Non Spinning Reserves | 0 | 0.015825 | 0.039132 | 0.068546 | 0.083078 | 0.1001 | 0.12044 | 0.14353 | 0.14739 | 0.16643 | 0.17886 | 0.18885 | 0.19958 | 0.19951 | 0.18329 | 0.19015 | 0.1904 | 0.19313 | 0.19871 | 0.1982 | 0 | 0.008951 | 0.023047 | 0.045424 | 0.053158 | 0.064623 | 0.075763 | 0.08998 | 0.10833 | 0.11639 | 0.12103 | 0.12824 | 0.12839 | 0.13071 | 0.13853 | 0.13596 | 0.13094 | 0.12823 | 0.13014 | 0.13203
CA | Residential | Home Energy Management System | Regulation | 0 | 0.028133 | 0.069339 | 0.12045 | 0.14594 | 0.17567 | 0.21178 | 0.25332 | 0.25613 | 0.29029 | 0.31229 | 0.33037 | 0.35087 | 0.34988 | 0.31707 | 0.33079 | 0.33131 | 0.33701 | 0.34825 | 0.34678 | 0 | 0.015005 | 0.038945 | 0.077818 | 0.090518 | 0.11031 | 0.12912 | 0.15413 | 0.18762 | 0.20083 | 0.20789 | 0.22109 | 0.22045 | 0.22486 | 0.24052 | 0.23528 | 0.22519 | 0.21975 | 0.22361 | 0.22756
CA | Residential | Home Energy Management System | Spinning Reserves | 0 | 0.014863 | 0.036774 | 0.064243 | 0.077958 | 0.093998 | 0.11326 | 0.13522 | 0.13793 | 0.15604 | 0.16781 | 0.17733 | 0.18782 | 0.18758 | 0.17117 | 0.17799 | 0.17829 | 0.18102 | 0.18654 | 0.18587 | 0 | 0.0078547 | 0.020459 | 0.040818 | 0.047808 | 0.058378 | 0.068536 | 0.081786 | 0.099092 | 0.1064 | 0.11047 | 0.11734 | 0.1173 | 0.11958 | 0.12725 | 0.12473 | 0.11975 | 0.11706 | 0.11898 | 0.12089
CA | Residential | HVAC - DLC | Capacity & Energy | 0 | 0.4547 | 0.87158 | 1.189 | 1.1449 | 1.0954 | 1.0614 | 1.041 | 0.8832 | 0.8724 | 0.84724 | 0.83995 | 0.86091 | 0.84356 | 0.757 | 0.78951 | 0.79093 | 0.80575 | 0.83432 | 0.8315 | 0 | 1.0709 | 2.1238 | 3.3133 | 3.0403 | 2.9488 | 2.786 | 2.7551 | 2.8663 | 2.7007 | 2.5463 | 2.5579 | 2.4662 | 2.4794 | 2.6427 | 2.5788 | 2.4637 | 2.4031 | 2.4491 | 2.4966
CA | Residential | HVAC - DLC | EIM Capacity & Energy | 0 | 0.4547 | 0.87158 | 1.189 | 1.1449 | 1.0954 | 1.0614 | 1.041 | 0.8832 | 0.8724 | 0.84724 | 0.83995 | 0.86091 | 0.84356 | 0.757 | 0.78951 | 0.79093 | 0.80575 | 0.83432 | 0.8315 | 0 | 1.0709 | 2.1238 | 3.3133 | 3.0403 | 2.9488 | 2.786 | 2.7551 | 2.8663 | 2.7007 | 2.5463 | 2.5579 | 2.4662 | 2.4794 | 2.6427 | 2.5788 | 2.4637 | 2.4031 | 2.4491 | 2.4966
CA | Residential | HVAC - DLC | EIM Capacity & Energy FMM | 0 | 0.4547 | 0.87158 | 1.189 | 1.1449 | 1.0954 | 1.0614 | 1.041 | 0.8832 | 0.8724 | 0.84724 | 0.83995 | 0.86091 | 0.84356 | 0.757 | 0.78951 | 0.79093 | 0.80575 | 0.83432 | 0.8315 | 0 | 1.0709 | 2.1238 | 3.3133 | 3.0403 | 2.9488 | 2.786 | 2.7551 | 2.8663 | 2.7007 | 2.5463 | 2.5579 | 2.4662 | 2.4794 | 2.6427 | 2.5788 | 2.4637 | 2.4031 | 2.4491 | 2.4966
CA | Residential | HVAC - DLC | EIM Capacity & Energy RTD | 0 | 0.88593 | 1.6998 | 2.3215 | 2.2385 | 2.1455 | 2.0832 | 2.048 | 1.7419 | 1.7246 | 1.6781 | 1.6659 | 1.7087 | 1.6748 | 1.5031 | 1.5676 | 1.5704 | 1.5997 | 1.6563 | 1.6506 | 0 | 1.1908 | 2.3616 | 3.6843 | 3.3808 | 3.279 | 3.098 | 3.0637 | 3.1873 | 3.0031 | 2.8315 | 2.8443 | 2.7424 | 2.7571 | 2.9386 | 2.8676 | 2.7396 | 2.6722 | 2.7234 | 2.7762
CA | Residential | HVAC - DLC | Frequency Response | 0 | 0.78772 | 1.5163 | 2.0787 | 2.0135 | 1.941 | 1.8977 | 1.8799 | 1.6116 | 1.6074 | 1.5735 | 1.5684 | 1.6124 | 1.582 | 1.4202 | 1.4812 | 1.4835 | 1.5109 | 1.5641 | 1.5584 | 0 | 0 | 0 | 0 | 0 | 0 | 0 | 0 | 0 | 0 | 0 | 0 | 0 | 0 | 0 | 0 | 0 | 0 | 0 | 0
CA | Residential | HVAC - DLC | Non Spinning Reserves | 0 | 0.4547 | 0.87158 | 1.189 | 1.1449 | 1.0954 | 1.0614 | 1.041 | 0.8832 | 0.8724 | 0.84724 | 0.83995 | 0.86091 | 0.84356 | 0.757 | 0.78951 | 0.79093 | 0.80575 | 0.83432 | 0.8315 | 0 | 1.0709 | 2.1238 | 3.3133 | 3.0403 | 2.9488 | 2.786 | 2.7551 | 2.8663 | 2.7007 | 2.5463 | 2.5579 | 2.4662 | 2.4794 | 2.6427 | 2.5788 | 2.4637 | 2.4031 | 2.4491 | 2.4966
CA | Residential | HVAC - DLC | Regulation | 0 | 0.88593 | 1.6998 | 2.3215 | 2.2385 | 2.1455 | 2.0832 | 2.048 | 1.7419 | 1.7246 | 1.6781 | 1.6659 | 1.7087 | 1.6748 | 1.5031 | 1.5676 | 1.5704 | 1.5997 | 1.6563 | 1.6506 | 0 | 1.1908 | 2.3616 | 3.6843 | 3.3808 | 3.279 | 3.098 | 3.0637 | 3.1873 | 3.0031 | 2.8315 | 2.8443 | 2.7424 | 2.7571 | 2.9386 | 2.8676 | 2.7396 | 2.6722 | 2.7234 | 2.7762
CA | Residential | HVAC - DLC | Spinning Reserves | 0 | 0.4547 | 0.87158 | 1.189 | 1.1449 | 1.0954 | 1.0614 | 1.041 | 0.8832 | 0.8724 | 0.84724 | 0.83995 | 0.86091 | 0.84356 | 0.757 | 0.78951 | 0.79093 | 0.80575 | 0.83432 | 0.8315 | 0 | 1.0709 | 2.1238 | 3.3133 | 3.0403 | 2.9488 | 2.786 | 2.7551 | 2.8663 | 2.7007 | 2.5463 | 2.5579 | 2.4662 | 2.4794 | 2.6427 | 2.5788 | 2.4637 | 2.4031 | 2.4491 | 2.4966
CA | Residential | Pool Pump - DLC | Capacity & Energy | 0 | 0.00097889 | 0.0024972 | 0.0047169 | 0.0054359 | 0.0060486 | 0.0066663 | 0.0074287 | 0.008122 | 0.0086845 | 0.0092734 | 0.0097294 | 0.0099837 | 0.010351 | 0.011194 | 0.011583 | 0.011553 | 0.011224 | 0.010898 | 0.010868 | 0 | 0.00098729 | 0.0025526 | 0.0044788 | 0.0052351 | 0.0059416 | 0.0065776 | 0.0072175 | 0.0077794 | 0.0083135 | 0.0089309 | 0.009462 | 0.010069 | 0.01058 | 0.010722 | 0.011089 | 0.011348 | 0.011075 | 0.010992 | 0.010863
CA | Residential | Pool Pump - DLC | EIM Capacity & Energy | 0 | 0.00097889 | 0.0024972 | 0.0047169 | 0.0054359 | 0.0060486 | 0.0066663 | 0.0074287 | 0.008122 | 0.0086845 | 0.0092734 | 0.0097294 | 0.0099837 | 0.010351 | 0.011194 | 0.011583 | 0.011553 | 0.011224 | 0.010898 | 0.010868 | 0 | 0.00098729 | 0.0025526 | 0.0044788 | 0.0052351 | 0.0059416 | 0.0065776 | 0.0072175 | 0.0077794 | 0.0083135 | 0.0089309 | 0.009462 | 0.010069 | 0.01058 | 0.010722 | 0.011089 | 0.011348 | 0.011075 | 0.010992 | 0.010863
CA | Residential | Pool Pump - DLC | EIM Capacity & Energy FMM | 0 | 0.00097889 | 0.0024972 | 0.0047169 | 0.0054359 | 0.0060486 | 0.0066663 | 0.0074287 | 0.008122 | 0.0086845 | 0.0092734 | 0.0097294 | 0.0099837 | 0.010351 | 0.011194 | 0.011583 | 0.011553 | 0.011224 | 0.010898 | 0.010868 | 0 | 0.00098729 | 0.0025526 | 0.0044788 | 0.0052351 | 0.0059416 | 0.0065776 | 0.0072175 | 0.0077794 | 0.0083135 | 0.0089309 | 0.009462 | 0.010069 | 0.01058 | 0.010722 | 0.011089 | 0.011348 | 0.011075 | 0.010992 | 0.010863
CA | Residential | Pool Pump - DLC | EIM Capacity & Energy RTD | 0 | 0.0011048 | 0.0028183 | 0.0053234 | 0.0061347 | 0.0068263 | 0.0075234 | 0.0083839 | 0.0091663 | 0.009801 | 0.010466 | 0.01098 | 0.011267 | 0.011681 | 0.012633 | 0.013073 | 0.013038 | 0.012667 | 0.012299 | 0.012266 | 0 | 0.0011142 | 0.0028807 | 0.0050547 | 0.0059081 | 0.0067056 | 0.0074233 | 0.0081455 | 0.0087796 | 0.0093824 | 0.010079 | 0.010679 | 0.011364 | 0.01194 | 0.0121 | 0.012514 | 0.012808 | 0.012499 | 0.012405 | 0.01226
CA | Residential | Pool Pump - DLC | Frequency Response | 0 | 0.0011048 | 0.0028183 | 0.0053234 | 0.0061347 | 0.0068263 | 0.0075234 | 0.0083839 | 0.0091663 | 0.009801 | 0.010466 | 0.01098 | 0.011267 | 0.011681 | 0.012633 | 0.013073 | 0.013038 | 0.012667 | 0.012299 | 0.012266 | 0 | 0.0011142 | 0.0028807 | 0.0050547 | 0.0059081 | 0.0067056 | 0.0074233 | 0.0081455 | 0.0087796 | 0.0093824 | 0.010079 | 0.010679 | 0.011364 | 0.01194 | 0.0121 | 0.012514 | 0.012808 | 0.012499 | 0.012405 | 0.01226
CA | Residential | Pool Pump - DLC | Non Spinning Reserves | 0 | 0.00097889 | 0.0024972 | 0.0047169 | 0.0054359 | 0.0060486 | 0.0066663 | 0.0074287 | 0.008122 | 0.0086845 | 0.0092734 | 0.0097294 | 0.0099837 | 0.010351 | 0.011194 | 0.011583 | 0.011553 | 0.011224 | 0.010898 | 0.010868 | 0 | 0.00098729 | 0.0025526 | 0.0044788 | 0.0052351 | 0.0059416 | 0.0065776 | 0.0072175 | 0.0077794 | 0.0083135 | 0.0089309 | 0.009462 | 0.010069 | 0.01058 | 0.010722 | 0.011089 | 0.011348 | 0.011075 | 0.010992 | 0.010863
CA | Residential | Pool Pump - DLC | Regulation | 0 | 0.0011048 | 0.0028183 | 0.0053234 | 0.0061347 | 0.0068263 | 0.0075234 | 0.0083839 | 0.0091663 | 0.009801 | 0.010466 | 0.01098 | 0.011267 | 0.011681 | 0.012633 | 0.013073 | 0.013038 | 0.012667 | 0.012299 | 0.012266 | 0 | 0.0011142 | 0.0028807 | 0.0050547 | 0.0059081 | 0.0067056 | 0.0074233 | 0.0081455 | 0.0087796 | 0.0093824 | 0.010079 | 0.010679 | 0.011364 | 0.01194 | 0.0121 | 0.012514 | 0.012808 | 0.012499 | 0.012405 | 0.01226
CA | Residential | Pool Pump - DLC | Spinning Reserves | 0 | 0.00097889 | 0.0024972 | 0.0047169 | 0.0054359 | 0.0060486 | 0.0066663 | 0.0074287 | 0.008122 | 0.0086845 | 0.0092734 | 0.0097294 | 0.0099837 | 0.010351 | 0.011194 | 0.011583 | 0.011553 | 0.011224 | 0.010898 | 0.010868 | 0 | 0.00098729 | 0.0025526 | 0.0044788 | 0.0052351 | 0.0059416 | 0.0065776 | 0.0072175 | 0.0077794 | 0.0083135 | 0.0089309 | 0.009462 | 0.010069 | 0.01058 | 0.010722 | 0.011089 | 0.011348 | 0.011075 | 0.010992 | 0.010863
CA | Residential | Smart Thermostats | Capacity & Energy | 0 | 0.06218 | 0.15555 | 0.2729 | 0.33369 | 0.40466 | 0.49106 | 0.59072 | 0.59737 | 0.67971 | 0.73313 | 0.77641 | 0.82536 | 0.8229 | 0.74391 | 0.7779 | 0.77988 | 0.7945 | 0.82246 | 0.81938 | 0 | 0.030508 | 0.074163 | 0.14134 | 0.15769 | 0.18629 | 0.21262 | 0.24966 | 0.30083 | 0.3187 | 0.32746 | 0.34704 | 0.34453 | 0.35105 | 0.37609 | 0.36748 | 0.35102 | 0.34213 | 0.3484 | 0.35485
CA | Residential | Smart Thermostats | EIM Capacity & Energy | 0 | 0.06218 | 0.15555 | 0.2729 | 0.33369 | 0.40466 | 0.49106 | 0.59072 | 0.59737 | 0.67971 | 0.73313 | 0.77641 | 0.82536 | 0.8229 | 0.74391 | 0.7779 | 0.77988 | 0.7945 | 0.82246 | 0.81938 | 0 | 0.030508 | 0.074163 | 0.14134 | 0.15769 | 0.18629 | 0.21262 | 0.24966 | 0.30083 | 0.3187 | 0.32746 | 0.34704 | 0.34453 | 0.35105 | 0.37609 | 0.36748 | 0.35102 | 0.34213 | 0.3484 | 0.35485
CA | Residential | Smart Thermostats | EIM Capacity & Energy FMM | 0 | 0.06218 | 0.15555 | 0.2729 | 0.33369 | 0.40466 | 0.49106 | 0.59072 | 0.59737 | 0.67971 | 0.73313 | 0.77641 | 0.82536 | 0.8229 | 0.74391 | 0.7779 | 0.77988 | 0.7945 | 0.82246 | 0.81938 | 0 | 0.030508 | 0.074163 | 0.14134 | 0.15769 | 0.18629 | 0.21262 | 0.24966 | 0.30083 | 0.3187 | 0.32746 | 0.34704 | 0.34453 | 0.35105 | 0.37609 | 0.36748 | 0.35102 | 0.34213 | 0.3484 | 0.35485
CA | Residential | Smart Thermostats | EIM Capacity & Energy RTD | 0 | 0.12584 | 0.31481 | 0.55229 | 0.67532 | 0.81896 | 0.99381 | 1.1955 | 1.209 | 1.3756 | 1.4837 | 1.5713 | 1.6704 | 1.6654 | 1.5055 | 1.5743 | 1.5783 | 1.6079 | 1.6645 | 1.6583 | 0 | 0.061742 | 0.15009 | 0.28605 | 0.31913 | 0.37702 | 0.43031 | 0.50527 | 0.60883 | 0.64499 | 0.66272 | 0.70235 | 0.69727 | 0.71046 | 0.76113 | 0.74371 | 0.71039 | 0.69241 | 0.70509 | 0.71814
CA | Residential | Smart Thermostats | Frequency Response | 0 | 0.12584 | 0.31481 | 0.55229 | 0.67532 | 0.81896 | 0.99381 | 1.1955 | 1.209 | 1.3756 | 1.4837 | 1.5713 | 1.6704 | 1.6654 | 1.5055 | 1.5743 | 1.5783 | 1.6079 | 1.6645 | 1.6583 | 0 | 0 | 0 | 0 | 0 | 0 | 0 | 0 | 0 | 0 | 0 | 0 | 0 | 0 | 0 | 0 | 0 | 0 | 0 | 0
CA | Residential | Smart Thermostats | Non Spinning Reserves | 0 | 0.06218 | 0.15555 | 0.2729 | 0.33369 | 0.40466 | 0.49106 | 0.59072 | 0.59737 | 0.67971 | 0.73313 | 0.77641 | 0.82536 | 0.8229 | 0.74391 | 0.7779 | 0.77988 | 0.7945 | 0.82246 | 0.81938 | 0 | 0.030508 | 0.074163 | 0.14134 | 0.15769 | 0.18629 | 0.21262 | 0.24966 | 0.30083 | 0.3187 | 0.32746 | 0.34704 | 0.34453 | 0.35105 | 0.37609 | 0.36748 | 0.35102 | 0.34213 | 0.3484 | 0.35485
CA | Residential | Smart Thermostats | Regulation | 0 | 0.12584 | 0.31481 | 0.55229 | 0.67532 | 0.81896 | 0.99381 | 1.1955 | 1.209 | 1.3756 | 1.4837 | 1.5713 | 1.6704 | 1.6654 | 1.5055 | 1.5743 | 1.5783 | 1.6079 | 1.6645 | 1.6583 | 0 | 0.061742 | 0.15009 | 0.28605 | 0.31913 | 0.37702 | 0.43031 | 0.50527 | 0.60883 | 0.64499 | 0.66272 | 0.70235 | 0.69727 | 0.71046 | 0.76113 | 0.74371 | 0.71039 | 0.69241 | 0.70509 | 0.71814
CA | Residential | Smart Thermostats | Spinning Reserves | 0 | 0.06218 | 0.15555 | 0.2729 | 0.33369 | 0.40466 | 0.49106 | 0.59072 | 0.59737 | 0.67971 | 0.73313 | 0.77641 | 0.82536 | 0.8229 | 0.74391 | 0.7779 | 0.77988 | 0.7945 | 0.82246 | 0.81938 | 0 | 0.030508 | 0.074163 | 0.14134 | 0.15769 | 0.18629 | 0.21262 | 0.24966 | 0.30083 | 0.3187 | 0.32746 | 0.34704 | 0.34453 | 0.35105 | 0.37609 | 0.36748 | 0.35102 | 0.34213 | 0.3484 | 0.35485
CA | Residential | Water Heater - DLC | Capacity & Energy | 0 | 0.39886 | 0.74133 | 1.0564 | 0.94516 | 0.86225 | 0.77168 | 0.68386 | 0.61673 | 0.53159 | 0.45004 | 0.37682 | 0.29834 | 0.23193 | 0.17063 | 0.14626 | 0.1411 | 0.13586 | 0.13177 | 0.13315 | 0 | 0.89564 | 1.6653 | 2.2737 | 2.143 | 1.9748 | 1.8097 | 1.6346 | 1.445 | 1.3041 | 1.1438 | 0.98021 | 0.81809 | 0.64741 | 0.46852 | 0.42389 | 0.42769 | 0.43002 | 0.43222 | 0.42874
CA | Residential | Water Heater - DLC | EIM Capacity & Energy | 0 | 0.39886 | 0.74133 | 1.0564 | 0.94516 | 0.86225 | 0.77168 | 0.68386 | 0.61673 | 0.53159 | 0.45004 | 0.37682 | 0.29834 | 0.23193 | 0.17063 | 0.14626 | 0.1411 | 0.13586 | 0.13177 | 0.13315 | 0 | 0.89564 | 1.6653 | 2.2737 | 2.143 | 1.9748 | 1.8097 | 1.6346 | 1.445 | 1.3041 | 1.1438 | 0.98021 | 0.81809 | 0.64741 | 0.46852 | 0.42389 | 0.42769 | 0.43002 | 0.43222 | 0.42874
CA | Residential | Water Heater - DLC | EIM Capacity & Energy FMM | 0 | 0.39886 | 0.74133 | 1.0564 | 0.94516 | 0.86225 | 0.77168 | 0.68386 | 0.61673 | 0.53159 | 0.45004 | 0.37682 | 0.29834 | 0.23193 | 0.17063 | 0.14626 | 0.1411 | 0.13586 | 0.13177 | 0.13315 | 0 | 0.89564 | 1.6653 | 2.2737 | 2.143 | 1.9748 | 1.8097 | 1.6346 | 1.445 | 1.3041 | 1.1438 | 0.98021 | 0.81809 | 0.64741 | 0.46852 | 0.42389 | 0.42769 | 0.43002 | 0.43222 | 0.42874
CA | Residential | Water Heater - DLC | EIM Capacity & Energy RTD | 0 | 0.57957 | 1.0746 | 1.5266 | 1.3609 | 1.2359 | 1.1001 | 0.96835 | 0.86666 | 0.73993 | 0.61957 | 0.51222 | 0.40019 | 0.30666 | 0.22253 | 0.18818 | 0.17803 | 0.16836 | 0.16083 | 0.16025 | 0 | 1.2958 | 2.3998 | 3.2613 | 3.0539 | 2.7936 | 2.5381 | 2.2693 | 1.9861 | 1.7669 | 1.526 | 1.287 | 1.0562 | 0.82294 | 0.58739 | 0.52341 | 0.51791 | 0.51218 | 0.50813 | 0.49896
CA | Residential | Water Heater - DLC | Frequency Response | 0 | 0.57957 | 1.0746 | 1.5266 | 1.3609 | 1.2359 | 1.1001 | 0.96835 | 0.86666 | 0.73993 | 0.61957 | 0.51222 | 0.40019 | 0.30666 | 0.22253 | 0.18818 | 0.17803 | 0.16836 | 0.16083 | 0.16025 | 0 | 1.2958 | 2.3998 | 3.2613 | 3.0539 | 2.7936 | 2.5381 | 2.2693 | 1.9861 | 1.7669 | 1.526 | 1.287 | 1.0562 | 0.82294 | 0.58739 | 0.52341 | 0.51791 | 0.51218 | 0.50813 | 0.49896
CA | Residential | Water Heater - DLC | Non Spinning Reserves | 0 | 0.39886 | 0.74133 | 1.0564 | 0.94516 | 0.86225 | 0.77168 | 0.68386 | 0.61673 | 0.53159 | 0.45004 | 0.37682 | 0.29834 | 0.23193 | 0.17063 | 0.14626 | 0.1411 | 0.13586 | 0.13177 | 0.13315 | 0 | 0.89564 | 1.6653 | 2.2737 | 2.143 | 1.9748 | 1.8097 | 1.6346 | 1.445 | 1.3041 | 1.1438 | 0.98021 | 0.81809 | 0.64741 | 0.46852 | 0.42389 | 0.42769 | 0.43002 | 0.43222 | 0.42874
CA | Residential | Water Heater - DLC | Regulation | 0 | 0.57957 | 1.0746 | 1.5266 | 1.3609 | 1.2359 | 1.1001 | 0.96835 | 0.86666 | 0.73993 | 0.61957 | 0.51222 | 0.40019 | 0.30666 | 0.22253 | 0.18818 | 0.17803 | 0.16836 | 0.16083 | 0.16025 | 0 | 1.2958 | 2.3998 | 3.2613 | 3.0539 | 2.7936 | 2.5381 | 2.2693 | 1.9861 | 1.7669 | 1.526 | 1.287 | 1.0562 | 0.82294 | 0.58739 | 0.52341 | 0.51791 | 0.51218 | 0.50813 | 0.49896
CA | Residential | Water Heater - DLC | Spinning Reserves | 0 | 0.39886 | 0.74133 | 1.0564 | 0.94516 | 0.86225 | 0.77168 | 0.68386 | 0.61673 | 0.53159 | 0.45004 | 0.37682 | 0.29834 | 0.23193 | 0.17063 | 0.14626 | 0.1411 | 0.13586 | 0.13177 | 0.13315 | 0 | 0.89564 | 1.6653 | 2.2737 | 2.143 | 1.9748 | 1.8097 | 1.6346 | 1.445 | 1.3041 | 1.1438 | 0.98021 | 0.81809 | 0.64741 | 0.46852 | 0.42389 | 0.42769 | 0.43002 | 0.43222 | 0.42874
ID | C&I | Battery DLC | Capacity & Energy | 0 | 0.14178 | 0.34263 | 0.75024 | 0.98653 | 1.4591 | 2.0794 | 2.8031 | 3.4676 | 4.0879 | 4.723 | 5.4614 | 6.1555 | 6.8792 | 7.529 | 8.0311 | 8.6071 | 9.183 | 9.7147 | 10.335 | 0 | 0.14178 | 0.34263 | 0.75024 | 0.98653 | 1.4591 | 2.0794 | 2.8031 | 3.4676 | 4.0879 | 4.723 | 5.4614 | 6.1555 | 6.8792 | 7.529 | 8.0311 | 8.6071 | 9.183 | 9.7147 | 10.335
ID | C&I | Battery DLC | EIM Capacity & Energy | 0 | 0.14178 | 0.34263 | 0.75024 | 0.98653 | 1.4591 | 2.0794 | 2.8031 | 3.4676 | 4.0879 | 4.723 | 5.4614 | 6.1555 | 6.8792 | 7.529 | 8.0311 | 8.6071 | 9.183 | 9.7147 | 10.335 | 0 | 0.14178 | 0.34263 | 0.75024 | 0.98653 | 1.4591 | 2.0794 | 2.8031 | 3.4676 | 4.0879 | 4.723 | 5.4614 | 6.1555 | 6.8792 | 7.529 | 8.0311 | 8.6071 | 9.183 | 9.7147 | 10.335
ID | C&I | Battery DLC | EIM Capacity & Energy FMM | 0 | 0.14178 | 0.34263 | 0.75024 | 0.98653 | 1.4591 | 2.0794 | 2.8031 | 3.4676 | 4.0879 | 4.723 | 5.4614 | 6.1555 | 6.8792 | 7.529 | 8.0311 | 8.6071 | 9.183 | 9.7147 | 10.335 | 0 | 0.14178 | 0.34263 | 0.75024 | 0.98653 | 1.4591 | 2.0794 | 2.8031 | 3.4676 | 4.0879 | 4.723 | 5.4614 | 6.1555 | 6.8792 | 7.529 | 8.0311 | 8.6071 | 9.183 | 9.7147 | 10.335
ID | C&I | Battery DLC | EIM Capacity & Energy RTD | 0 | 0.22743 | 0.5612 | 1.2671 | 1.6925 | 2.5431 | 3.6596 | 4.9622 | 6.1584 | 7.2749 | 8.418 | 9.7472 | 10.9966 | 12.2992 | 13.4688 | 14.3727 | 15.4094 | 16.4462 | 17.4032 | 18.5197 | 0 | 0.22743 | 0.5612 | 1.2671 | 1.6925 | 2.5431 | 3.6596 | 4.9622 | 6.1584 | 7.2749 | 8.418 | 9.7472 | 10.9966 | 12.2992 | 13.4688 | 14.3727 | 15.4094 | 16.4462 | 17.4032 | 18.5197
ID | C&I | Battery DLC | Frequency Response | 0 | 0.22743 | 0.5612 | 1.2671 | 1.6925 | 2.5431 | 3.6596 | 4.9622 | 6.1584 | 7.2749 | 8.418 | 9.7472 | 10.9966 | 12.2992 | 13.4688 | 14.3727 | 15.4094 | 16.4462 | 17.4032 | 18.5197 | 0 | 0.22743 | 0.5612 | 1.2671 | 1.6925 | 2.5431 | 3.6596 | 4.9622 | 6.1584 | 7.2749 | 8.418 | 9.7472 | 10.9966 | 12.2992 | 13.4688 | 14.3727 | 15.4094 | 16.4462 | 17.4032 | 18.5197
ID | C&I | Battery DLC | Non Spinning Reserves | 0 | 0.14178 | 0.34263 | 0.75024 | 0.98653 | 1.4591 | 2.0794 | 2.8031 | 3.4676 | 4.0879 | 4.723 | 5.4614 | 6.1555 | 6.8792 | 7.529 | 8.0311 | 8.6071 | 9.183 | 9.7147 | 10.335 | 0 | 0.14178 | 0.34263 | 0.75024 | 0.98653 | 1.4591 | 2.0794 | 2.8031 | 3.4676 | 4.0879 | 4.723 | 5.4614 | 6.1555 | 6.8792 | 7.529 | 8.0311 | 8.6071 | 9.183 | 9.7147 | 10.335
ID | C&I | Battery DLC | Regulation | 0 | 0.22743 | 0.5612 | 1.2671 | 1.6925 | 2.5431 | 3.6596 | 4.9622 | 6.1584 | 7.2749 | 8.418 | 9.7472 | 10.9966 | 12.2992 | 13.4688 | 14.3727 | 15.4094 | 16.4462 | 17.4032 | 18.5197 | 0 | 0.22743 | 0.5612 | 1.2671 | 1.6925 | 2.5431 | 3.6596 | 4.9622 | 6.1584 | 7.2749 | 8.418 | 9.7472 | 10.9966 | 12.2992 | 13.4688 | 14.3727 | 15.4094 | 16.4462 | 17.4032 | 18.5197
ID | C&I | Battery DLC | Spinning Reserves | 0 | 0.14178 | 0.34263 | 0.75024 | 0.98653 | 1.4591 | 2.0794 | 2.8031 | 3.4676 | 4.0879 | 4.723 | 5.4614 | 6.1555 | 6.8792 | 7.529 | 8.0311 | 8.6071 | 9.183 | 9.7147 | 10.335 | 0 | 0.14178 | 0.34263 | 0.75024 | 0.98653 | 1.4591 | 2.0794 | 2.8031 | 3.4676 | 4.0879 | 4.723 | 5.4614 | 6.1555 | 6.8792 | 7.529 | 8.0311 | 8.6071 | 9.183 | 9.7147 | 10.335
ID | C&I | Grid Interactive Water Heater | Capacity & Energy | 0 | 0.0023421 | 0.011871 | 0.027878 | 0.052685 | 0.072832 | 0.10618 | 0.14042 | 0.15751 | 0.1896 | 0.22838 | 0.25772 | 0.31408 | 0.32032 | 0.34436 | 0.33821 | 0.3607 | 0.3936 | 0.40762 | 0.33037 | 0 | 0.0037042 | 0.02004 | 0.053082 | 0.08828 | 0.12744 | 0.17237 | 0.23596 | 0.25366 | 0.32201 | 0.38267 | 0.44019 | 0.49673 | 0.54075 | 0.55456 | 0.5744 | 0.63117 | 0.63898 | 0.64468 | 0.6364
ID | C&I | Grid Interactive Water Heater | EIM Capacity & Energy | 0 | 0.0023421 | 0.011871 | 0.027878 | 0.052685 | 0.072832 | 0.10618 | 0.14042 | 0.15751 | 0.1896 | 0.22838 | 0.25772 | 0.31408 | 0.32032 | 0.34436 | 0.33821 | 0.3607 | 0.3936 | 0.40762 | 0.33037 | 0 | 0.0037042 | 0.02004 | 0.053082 | 0.08828 | 0.12744 | 0.17237 | 0.23596 | 0.25366 | 0.32201 | 0.38267 | 0.44019 | 0.49673 | 0.54075 | 0.55456 | 0.5744 | 0.63117 | 0.63898 | 0.64468 | 0.6364
ID | C&I | Grid Interactive Water Heater | EIM Capacity & Energy FMM | 0 | 0.0023421 | 0.011871 | 0.027878 | 0.052685 | 0.072832 | 0.10618 | 0.14042 | 0.15751 | 0.1896 | 0.22838 | 0.25772 | 0.31408 | 0.32032 | 0.34436 | 0.33821 | 0.3607 | 0.3936 | 0.40762 | 0.33037 | 0 | 0.0037042 | 0.02004 | 0.053082 | 0.08828 | 0.12744 | 0.17237 | 0.23596 | 0.25366 | 0.32201 | 0.38267 | 0.44019 | 0.49673 | 0.54075 | 0.55456 | 0.5744 | 0.63117 | 0.63898 | 0.64468 | 0.6364
ID | C&I | Grid Interactive Water Heater | EIM Capacity & Energy RTD | 0 | 0.0032888 | 0.016621 | 0.038897 | 0.073212 | 0.10074 | 0.14608 | 0.19206 | 0.21409 | 0.25594 | 0.30598 | 0.34259 | 0.41408 | 0.41892 | 0.4469 | 0.43577 | 0.46059 | 0.49855 | 0.51287 | 0.41345 | 0 | 0.0052015 | 0.028059 | 0.074063 | 0.12268 | 0.17628 | 0.23715 | 0.32274 | 0.34478 | 0.43468 | 0.51271 | 0.58514 | 0.6549 | 0.7072 | 0.71971 | 0.74011 | 0.80595 | 0.80936 | 0.81114 | 0.79644
ID | C&I | Grid Interactive Water Heater | Frequency Response | 0 | 0.0032888 | 0.016621 | 0.038897 | 0.073212 | 0.10074 | 0.14608 | 0.19206 | 0.21409 | 0.25594 | 0.30598 | 0.34259 | 0.41408 | 0.41892 | 0.4469 | 0.43577 | 0.46059 | 0.49855 | 0.51287 | 0.41345 | 0 | 0.0052015 | 0.028059 | 0.074063 | 0.12268 | 0.17628 | 0.23715 | 0.32274 | 0.34478 | 0.43468 | 0.51271 | 0.58514 | 0.6549 | 0.7072 | 0.71971 | 0.74011 | 0.80595 | 0.80936 | 0.81114 | 0.79644
ID | C&I | Grid Interactive Water Heater | Non Spinning Reserves | 0 | 0.0023421 | 0.011871 | 0.027878 | 0.052685 | 0.072832 | 0.10618 | 0.14042 | 0.15751 | 0.1896 | 0.22838 | 0.25772 | 0.31408 | 0.32032 | 0.34436 | 0.33821 | 0.3607 | 0.3936 | 0.40762 | 0.33037 | 0 | 0.0037042 | 0.02004 | 0.053082 | 0.08828 | 0.12744 | 0.17237 | 0.23596 | 0.25366 | 0.32201 | 0.38267 | 0.44019 | 0.49673 | 0.54075 | 0.55456 | 0.5744 | 0.63117 | 0.63898 | 0.64468 | 0.6364
ID | C&I | Grid Interactive Water Heater | Regulation | 0 | 0.0032888 | 0.016621 | 0.038897 | 0.073212 | 0.10074 | 0.14608 | 0.19206 | 0.21409 | 0.25594 | 0.30598 | 0.34259 | 0.41408 | 0.41892 | 0.4469 | 0.43577 | 0.46059 | 0.49855 | 0.51287 | 0.41345 | 0 | 0.0052015 | 0.028059 | 0.074063 | 0.12268 | 0.17628 | 0.23715 | 0.32274 | 0.34478 | 0.43468 | 0.51271 | 0.58514 | 0.6549 | 0.7072 | 0.71971 | 0.74011 | 0.80595 | 0.80936 | 0.81114 | 0.79644
ID | C&I | Grid Interactive Water Heater | Spinning Reserves | 0 | 0.0023421 | 0.011871 | 0.027878 | 0.052685 | 0.072832 | 0.10618 | 0.14042 | 0.15751 | 0.1896 | 0.22838 | 0.25772 | 0.31408 | 0.32032 | 0.34436 | 0.33821 | 0.3607 | 0.3936 | 0.40762 | 0.33037 | 0 | 0.0037042 | 0.02004 | 0.053082 | 0.08828 | 0.12744 | 0.17237 | 0.23596 | 0.25366 | 0.32201 | 0.38267 | 0.44019 | 0.49673 | 0.54075 | 0.55456 | 0.5744 | 0.63117 | 0.63898 | 0.64468 | 0.6364
ID | C&I | HVAC - DLC | Capacity & Energy | 0 | 0.22386 | 0.40476 | 0.52207 | 0.58518 | 0.5513 | 0.56757 | 0.58106 | 0.51121 | 0.4909 | 0.47983 | 0.46467 | 0.47718 | 0.42774 | 0.41575 | 0.38292 | 0.39775 | 0.42077 | 0.44132 | 0.37689 | 0 | 0.15036 | 0.30828 | 0.46145 | 0.47836 | 0.45984 | 0.45991 | 0.4747 | 0.46168 | 0.48151 | 0.48166 | 0.46386 | 0.45889 | 0.46677 | 0.45816 | 0.47662 | 0.46162 | 0.46343 | 0.46824 | 0.47687
ID | C&I | HVAC - DLC | EIM Capacity & Energy | 0 | 0.22386 | 0.40476 | 0.52207 | 0.58518 | 0.5513 | 0.56757 | 0.58106 | 0.51121 | 0.4909 | 0.47983 | 0.46467 | 0.47718 | 0.42774 | 0.41575 | 0.38292 | 0.39775 | 0.42077 | 0.44132 | 0.37689 | 0 | 0.15036 | 0.30828 | 0.46145 | 0.47836 | 0.45984 | 0.45991 | 0.4747 | 0.46168 | 0.48151 | 0.48166 | 0.46386 | 0.45889 | 0.46677 | 0.45816 | 0.47662 | 0.46162 | 0.46343 | 0.46824 | 0.47687
ID | C&I | HVAC - DLC | EIM Capacity & Energy FMM | 0 | 0.22386 | 0.40476 | 0.52207 | 0.58518 | 0.5513 | 0.56757 | 0.58106 | 0.51121 | 0.4909 | 0.47983 | 0.46467 | 0.47718 | 0.42774 | 0.41575 | 0.38292 | 0.39775 | 0.42077 | 0.44132 | 0.37689 | 0 | 0.15036 | 0.30828 | 0.46145 | 0.47836 | 0.45984 | 0.45991 | 0.4747 | 0.46168 | 0.48151 | 0.48166 | 0.46386 | 0.45889 | 0.46677 | 0.45816 | 0.47662 | 0.46162 | 0.46343 | 0.46824 | 0.47687
ID | C&I | HVAC - DLC | EIM Capacity & Energy RTD | 0 | 0.28146 | 0.50908 | 0.65681 | 0.73596 | 0.69376 | 0.71426 | 0.73093 | 0.6434 | 0.618 | 0.6042 | 0.58543 | 0.60128 | 0.53929 | 0.52413 | 0.48293 | 0.50173 | 0.53068 | 0.55636 | 0.47519 | 0 | 0.18938 | 0.38818 | 0.58106 | 0.60228 | 0.57909 | 0.57913 | 0.5977 | 0.58118 | 0.60612 | 0.60634 | 0.58408 | 0.57783 | 0.58762 | 0.57682 | 0.59992 | 0.58124 | 0.58345 | 0.58943 | 0.60016
ID | C&I | HVAC - DLC | Frequency Response | 0 | 0.27787 | 0.5022 | 0.64761 | 0.72622 | 0.68376 | 0.70397 | 0.72113 | 0.63411 | 0.6088 | 0.59499 | 0.57592 | 0.59139 | 0.52987 | 0.51512 | 0.47432 | 0.49266 | 0.52136 | 0.54712 | 0.46725 | 0 | 0.014714 | 0.028771 | 0.042915 | 0.043581 | 0.042952 | 0.042241 | 0.042859 | 0.039974 | 0.041517 | 0.041426 | 0.041136 | 0.040637 | 0.039764 | 0.03915 | 0.039275 | 0.039713 | 0.039101 | 0.038635 | 0.037887
ID | C&I | HVAC - DLC | Non Spinning Reserves | 0 | 0.22386 | 0.40476 | 0.52207 | 0.58518 | 0.5513 | 0.56757 | 0.58106 | 0.51121 | 0.4909 | 0.47983 | 0.46467 | 0.47718 | 0.42774 | 0.41575 | 0.38292 | 0.39775 | 0.42077 | 0.44132 | 0.37689 | 0 | 0.15036 | 0.30828 | 0.46145 | 0.47836 | 0.45984 | 0.45991 | 0.4747 | 0.46168 | 0.48151 | 0.48166 | 0.46386 | 0.45889 | 0.46677 | 0.45816 | 0.47662 | 0.46162 | 0.46343 | 0.46824 | 0.47687
ID | C&I | HVAC - DLC | Regulation | 0 | 0.28146 | 0.50908 | 0.65681 | 0.73596 | 0.69376 | 0.71426 | 0.73093 | 0.6434 | 0.618 | 0.6042 | 0.58543 | 0.60128 | 0.53929 | 0.52413 | 0.48293 | 0.50173 | 0.53068 | 0.55636 | 0.47519 | 0 | 0.18938 | 0.38818 | 0.58106 | 0.60228 | 0.57909 | 0.57913 | 0.5977 | 0.58118 | 0.60612 | 0.60634 | 0.58408 | 0.57783 | 0.58762 | 0.57682 | 0.59992 | 0.58124 | 0.58345 | 0.58943 | 0.60016
ID | C&I | HVAC - DLC | Spinning Reserves | 0 | 0.22386 | 0.40476 | 0.52207 | 0.58518 | 0.5513 | 0.56757 | 0.58106 | 0.51121 | 0.4909 | 0.47983 | 0.46467 | 0.47718 | 0.42774 | 0.41575 | 0.38292 | 0.39775 | 0.42077 | 0.44132 | 0.37689 | 0 | 0.15036 | 0.30828 | 0.46145 | 0.47836 | 0.45984 | 0.45991 | 0.4747 | 0.46168 | 0.48151 | 0.48166 | 0.46386 | 0.45889 | 0.46677 | 0.45816 | 0.47662 | 0.46162 | 0.46343 | 0.46824 | 0.47687
ID | C&I | Pool Pump - DLC | Capacity & Energy | 0 | 0.00048882 | 0.0013113 | 0.002403 | 0.0034028 | 0.0039321 | 0.0046732 | 0.0052878 | 0.0060402 | 0.0068701 | 0.0079688 | 0.0086743 | 0.0098689 | 0.010113 | 0.010487 | 0.010184 | 0.010769 | 0.01127 | 0.011299 | 0.010109 | 0 | 0.00050881 | 0.0013971 | 0.0027986 | 0.0036735 | 0.0042741 | 0.0048609 | 0.0057876 | 0.0064814 | 0.0076237 | 0.0086027 | 0.0095053 | 0.010273 | 0.010774 | 0.011253 | 0.011301 | 0.011705 | 0.011723 | 0.011761 | 0.011575
ID | C&I | Pool Pump - DLC | EIM Capacity & Energy | 0 | 0.00048882 | 0.0013113 | 0.002403 | 0.0034028 | 0.0039321 | 0.0046732 | 0.0052878 | 0.0060402 | 0.0068701 | 0.0079688 | 0.0086743 | 0.0098689 | 0.010113 | 0.010487 | 0.010184 | 0.010769 | 0.01127 | 0.011299 | 0.010109 | 0 | 0.00050881 | 0.0013971 | 0.0027986 | 0.0036735 | 0.0042741 | 0.0048609 | 0.0057876 | 0.0064814 | 0.0076237 | 0.0086027 | 0.0095053 | 0.010273 | 0.010774 | 0.011253 | 0.011301 | 0.011705 | 0.011723 | 0.011761 | 0.011575
ID | C&I | Pool Pump - DLC | EIM Capacity & Energy FMM | 0 | 0.00048882 | 0.0013113 | 0.002403 | 0.0034028 | 0.0039321 | 0.0046732 | 0.0052878 | 0.0060402 | 0.0068701 | 0.0079688 | 0.0086743 | 0.0098689 | 0.010113 | 0.010487 | 0.010184 | 0.010769 | 0.01127 | 0.011299 | 0.010109 | 0 | 0.00050881 | 0.0013971 | 0.0027986 | 0.0036735 | 0.0042741 | 0.0048609 | 0.0057876 | 0.0064814 | 0.0076237 | 0.0086027 | 0.0095053 | 0.010273 | 0.010774 | 0.011253 | 0.011301 | 0.011705 | 0.011723 | 0.011761 | 0.011575
ID | C&I | Pool Pump - DLC | EIM Capacity & Energy RTD | 0 | 0.00055167 | 0.0014799 | 0.0027119 | 0.0038403 | 0.0044377 | 0.0052741 | 0.0059677 | 0.0068168 | 0.0077534 | 0.0089934 | 0.0097895 | 0.011138 | 0.011413 | 0.011836 | 0.011493 | 0.012153 | 0.012719 | 0.012752 | 0.011409 | 0 | 0.00057423 | 0.0015767 | 0.0031584 | 0.0041458 | 0.0048236 | 0.0054859 | 0.0065318 | 0.0073147 | 0.0086039 | 0.0097087 | 0.010727 | 0.011593 | 0.01216 | 0.0127 | 0.012754 | 0.01321 | 0.01323 | 0.013273 | 0.013064
ID | C&I | Pool Pump - DLC | Frequency Response | 0 | 0.00055167 | 0.0014799 | 0.0027119 | 0.0038403 | 0.0044377 | 0.0052741 | 0.0059677 | 0.0068168 | 0.0077534 | 0.0089934 | 0.0097895 | 0.011138 | 0.011413 | 0.011836 | 0.011493 | 0.012153 | 0.012719 | 0.012752 | 0.011409 | 0 | 0.00057423 | 0.0015767 | 0.0031584 | 0.0041458 | 0.0048236 | 0.0054859 | 0.0065318 | 0.0073147 | 0.0086039 | 0.0097087 | 0.010727 | 0.011593 | 0.01216 | 0.0127 | 0.012754 | 0.01321 | 0.01323 | 0.013273 | 0.013064
ID | C&I | Pool Pump - DLC | Non Spinning Reserves | 0 | 0.00048882 | 0.0013113 | 0.002403 | 0.0034028 | 0.0039321 | 0.0046732 | 0.0052878 | 0.0060402 | 0.0068701 | 0.0079688 | 0.0086743 | 0.0098689 | 0.010113 | 0.010487 | 0.010184 | 0.010769 | 0.01127 | 0.011299 | 0.010109 | 0 | 0.00050881 | 0.0013971 | 0.0027986 | 0.0036735 | 0.0042741 | 0.0048609 | 0.0057876 | 0.0064814 | 0.0076237 | 0.0086027 | 0.0095053 | 0.010273 | 0.010774 | 0.011253 | 0.011301 | 0.011705 | 0.011723 | 0.011761 | 0.011575
ID | C&I | Pool Pump - DLC | Regulation | 0 | 0.00055167 | 0.0014799 | 0.0027119 | 0.0038403 | 0.0044377 | 0.0052741 | 0.0059677 | 0.0068168 | 0.0077534 | 0.0089934 | 0.0097895 | 0.011138 | 0.011413 | 0.011836 | 0.011493 | 0.012153 | 0.012719 | 0.012752 | 0.011409 | 0 | 0.00057423 | 0.0015767 | 0.0031584 | 0.0041458 | 0.0048236 | 0.0054859 | 0.0065318 | 0.0073147 | 0.0086039 | 0.0097087 | 0.010727 | 0.011593 | 0.01216 | 0.0127 | 0.012754 | 0.01321 | 0.01323 | 0.013273 | 0.013064
ID | C&I | Pool Pump - DLC | Spinning Reserves | 0 | 0.00048882 | 0.0013113 | 0.002403 | 0.0034028 | 0.0039321 | 0.0046732 | 0.0052878 | 0.0060402 | 0.0068701 | 0.0079688 | 0.0086743 | 0.0098689 | 0.010113 | 0.010487 | 0.010184 | 0.010769 | 0.01127 | 0.011299 | 0.010109 | 0 | 0.00050881 | 0.0013971 | 0.0027986 | 0.0036735 | 0.0042741 | 0.0048609 | 0.0057876 | 0.0064814 | 0.0076237 | 0.0086027 | 0.0095053 | 0.010273 | 0.010774 | 0.011253 | 0.011301 | 0.011705 | 0.011723 | 0.011761 | 0.011575
ID | C&I | Smart Thermostats | Capacity & Energy | 0 | 0.38849 | 0.76451 | 1.0598 | 1.2841 | 1.2804 | 1.3881 | 1.4933 | 1.3652 | 1.3683 | 1.3567 | 1.3115 | 1.3382 | 1.1828 | 1.1401 | 1.0345 | 1.054 | 1.0986 | 1.1384 | 0.95612 | 0 | 0.050042 | 0.11047 | 0.17699 | 0.19639 | 0.19862 | 0.20654 | 0.21973 | 0.2189 | 0.23359 | 0.23839 | 0.23364 | 0.23511 | 0.24266 | 0.24078 | 0.25291 | 0.24566 | 0.24702 | 0.24954 | 0.25372
ID | C&I | Smart Thermostats | EIM Capacity & Energy | 0 | 0.38849 | 0.76451 | 1.0598 | 1.2841 | 1.2804 | 1.3881 | 1.4933 | 1.3652 | 1.3683 | 1.3567 | 1.3115 | 1.3382 | 1.1828 | 1.1401 | 1.0345 | 1.054 | 1.0986 | 1.1384 | 0.95612 | 0 | 0.050042 | 0.11047 | 0.17699 | 0.19639 | 0.19862 | 0.20654 | 0.21973 | 0.2189 | 0.23359 | 0.23839 | 0.23364 | 0.23511 | 0.24266 | 0.24078 | 0.25291 | 0.24566 | 0.24702 | 0.24954 | 0.25372
ID | C&I | Smart Thermostats | EIM Capacity & Energy FMM | 0 | 0.38849 | 0.76451 | 1.0598 | 1.2841 | 1.2804 | 1.3881 | 1.4933 | 1.3652 | 1.3683 | 1.3567 | 1.3115 | 1.3382 | 1.1828 | 1.1401 | 1.0345 | 1.054 | 1.0986 | 1.1384 | 0.95612 | 0 | 0.050042 | 0.11047 | 0.17699 | 0.19639 | 0.19862 | 0.20654 | 0.21973 | 0.2189 | 0.23359 | 0.23839 | 0.23364 | 0.23511 | 0.24266 | 0.24078 | 0.25291 | 0.24566 | 0.24702 | 0.24954 | 0.25372
ID | C&I | Smart Thermostats | EIM Capacity & Energy RTD | 0 | 0.46248 | 0.91013 | 1.2616 | 1.5287 | 1.5243 | 1.6526 | 1.7777 | 1.6253 | 1.6289 | 1.6151 | 1.5614 | 1.593 | 1.4081 | 1.3572 | 1.2316 | 1.2547 | 1.3078 | 1.3553 | 1.1382 | 0 | 0.059574 | 0.13151 | 0.21071 | 0.23379 | 0.23645 | 0.24588 | 0.26158 | 0.2606 | 0.27809 | 0.2838 | 0.27814 | 0.27989 | 0.28889 | 0.28664 | 0.30109 | 0.29246 | 0.29407 | 0.29707 | 0.30204
ID | C&I | Smart Thermostats | Frequency Response | 0 | 0.45897 | 0.90232 | 1.2497 | 1.5145 | 1.5084 | 1.6352 | 1.7604 | 1.6082 | 1.6117 | 1.5975 | 1.5429 | 1.5736 | 1.3894 | 1.3391 | 1.2141 | 1.2361 | 1.2886 | 1.3361 | 1.1216 | 0 | 0.00057379 | 0.00117 | 0.0016387 | 0.0020492 | 0.0020121 | 0.0020776 | 0.0023026 | 0.0017892 | 0.0022081 | 0.0021616 | 0.0019646 | 0.0019673 | 0.0018016 | 0.0014899 | 0.0016635 | 0.0016489 | 0.0016372 | 0.0016703 | 0.0016148
ID | C&I | Smart Thermostats | Non Spinning Reserves | 0 | 0.38849 | 0.76451 | 1.0598 | 1.2841 | 1.2804 | 1.3881 | 1.4933 | 1.3652 | 1.3683 | 1.3567 | 1.3115 | 1.3382 | 1.1828 | 1.1401 | 1.0345 | 1.054 | 1.0986 | 1.1384 | 0.95612 | 0 | 0.050042 | 0.11047 | 0.17699 | 0.19639 | 0.19862 | 0.20654 | 0.21973 | 0.2189 | 0.23359 | 0.23839 | 0.23364 | 0.23511 | 0.24266 | 0.24078 | 0.25291 | 0.24566 | 0.24702 | 0.24954 | 0.25372
ID | C&I | Smart Thermostats | Regulation | 0 | 0.46248 | 0.91013 | 1.2616 | 1.5287 | 1.5243 | 1.6526 | 1.7777 | 1.6253 | 1.6289 | 1.6151 | 1.5614 | 1.593 | 1.4081 | 1.3572 | 1.2316 | 1.2547 | 1.3078 | 1.3553 | 1.1382 | 0 | 0.059574 | 0.13151 | 0.21071 | 0.23379 | 0.23645 | 0.24588 | 0.26158 | 0.2606 | 0.27809 | 0.2838 | 0.27814 | 0.27989 | 0.28889 | 0.28664 | 0.30109 | 0.29246 | 0.29407 | 0.29707 | 0.30204
ID | C&I | Smart Thermostats | Spinning Reserves | 0 | 0.38849 | 0.76451 | 1.0598 | 1.2841 | 1.2804 | 1.3881 | 1.4933 | 1.3652 | 1.3683 | 1.3567 | 1.3115 | 1.3382 | 1.1828 | 1.1401 | 1.0345 | 1.054 | 1.0986 | 1.1384 | 0.95612 | 0 | 0.050042 | 0.11047 | 0.17699 | 0.19639 | 0.19862 | 0.20654 | 0.21973 | 0.2189 | 0.23359 | 0.23839 | 0.23364 | 0.23511 | 0.24266 | 0.24078 | 0.25291 | 0.24566 | 0.24702 | 0.24954 | 0.25372
ID | C&I | Third Party | Capacity & Energy | 0 | 1.7716 | 3.3658 | 4.5091 | 5.2593 | 5.2809 | 5.7313 | 6.0074 | 5.726 | 5.9028 | 6.2302 | 6.4652 | 7.1134 | 6.8338 | 6.9193 | 6.6855 | 7.1826 | 7.7228 | 8.0114 | 6.7687 | 0 | 0.97188 | 1.9591 | 3.0263 | 3.1871 | 3.269 | 3.3542 | 3.6213 | 3.5076 | 3.7636 | 3.9184 | 4.0632 | 4.1785 | 4.2445 | 4.3347 | 4.3781 | 4.6563 | 4.6941 | 4.7515 | 4.6995
ID | C&I | Third Party | EIM Capacity & Energy | 0 | 1.3793 | 2.6393 | 3.5479 | 4.1432 | 4.2021 | 4.5849 | 4.787 | 4.615 | 4.7884 | 5.0959 | 5.3255 | 5.8977 | 5.7105 | 5.7932 | 5.6298 | 6.0781 | 6.5524 | 6.7889 | 5.7409 | 0 | 0.96825 | 1.9519 | 3.0157 | 3.176 | 3.258 | 3.3433 | 3.6101 | 3.4973 | 3.7526 | 3.9074 | 4.0523 | 4.1676 | 4.2339 | 4.3244 | 4.3676 | 4.6456 | 4.6835 | 4.7409 | 4.6891
ID | C&I | Third Party | EIM Capacity & Energy FMM | 0 | 1.3793 | 2.6393 | 3.5479 | 4.1432 | 4.2021 | 4.5849 | 4.787 | 4.615 | 4.7884 | 5.0959 | 5.3255 | 5.8977 | 5.7105 | 5.7932 | 5.6298 | 6.0781 | 6.5524 | 6.7889 | 5.7409 | 0 | 0.96825 | 1.9519 | 3.0157 | 3.176 | 3.258 | 3.3433 | 3.6101 | 3.4973 | 3.7526 | 3.9074 | 4.0523 | 4.1676 | 4.2339 | 4.3244 | 4.3676 | 4.6456 | 4.6835 | 4.7409 | 4.6891
ID | C&I | Third Party | EIM Capacity & Energy RTD | 0 | 1.3175 | 2.5153 | 3.3796 | 3.9829 | 4.0245 | 4.415 | 4.6649 | 4.5003 | 4.6925 | 5.0202 | 5.2545 | 5.8514 | 5.6736 | 5.7898 | 5.6314 | 6.0833 | 6.5754 | 6.8367 | 5.7781 | 0 | 0.85036 | 1.7187 | 2.6604 | 2.8132 | 2.8982 | 2.9901 | 3.2526 | 3.1661 | 3.4122 | 3.5724 | 3.7237 | 3.8498 | 3.9285 | 4.0266 | 4.0722 | 4.348 | 4.3919 | 4.4531 | 4.4056
ID | C&I | Third Party | Frequency Response | 0 | 0.84992 | 1.615 | 2.1416 | 2.5573 | 2.545 | 2.7808 | 2.9129 | 2.7331 | 2.7887 | 2.9168 | 2.9643 | 3.2469 | 3.0558 | 3.0473 | 2.9163 | 3.1246 | 3.3939 | 3.5435 | 2.922 | 0 | 0.60359 | 1.2214 | 1.8884 | 1.9986 | 2.054 | 2.1087 | 2.2933 | 2.1864 | 2.3179 | 2.387 | 2.4465 | 2.4909 | 2.4981 | 2.5138 | 2.4947 | 2.6866 | 2.7061 | 2.752 | 2.7144
ID | C&I | Third Party | Non Spinning Reserves | 0 | 1.3793 | 2.6393 | 3.5479 | 4.1432 | 4.2021 | 4.5849 | 4.787 | 4.615 | 4.7884 | 5.0959 | 5.3255 | 5.8977 | 5.7105 | 5.7932 | 5.6298 | 6.0781 | 6.5524 | 6.7889 | 5.7409 | 0 | 0.96825 | 1.9519 | 3.0157 | 3.176 | 3.258 | 3.3433 | 3.6101 | 3.4973 | 3.7526 | 3.9074 | 4.0523 | 4.1676 | 4.2339 | 4.3244 | 4.3676 | 4.6456 | 4.6835 | 4.7409 | 4.6891
ID | C&I | Third Party | Regulation | 0 | 1.432 | 2.7306 | 3.6668 | 4.2997 | 4.3298 | 4.7255 | 4.9556 | 4.7683 | 4.9434 | 5.2646 | 5.4788 | 6.071 | 5.8684 | 5.9715 | 5.7955 | 6.252 | 6.7497 | 7.0105 | 5.93 | 0 | 0.93987 | 1.8926 | 2.9243 | 3.075 | 3.1521 | 3.2338 | 3.4947 | 3.3876 | 3.6278 | 3.7743 | 3.9122 | 4.0214 | 4.0858 | 4.1768 | 4.2132 | 4.4883 | 4.5287 | 4.5888 | 4.5403
ID | C&I | Third Party | Spinning Reserves | 0 | 1.3793 | 2.6393 | 3.5479 | 4.1432 | 4.2021 | 4.5849 | 4.787 | 4.615 | 4.7884 | 5.0959 | 5.3255 | 5.8977 | 5.7105 | 5.7932 | 5.6298 | 6.0781 | 6.5524 | 6.7889 | 5.7409 | 0 | 0.96825 | 1.9519 | 3.0157 | 3.176 | 3.258 | 3.3433 | 3.6101 | 3.4973 | 3.7526 | 3.9074 | 4.0523 | 4.1676 | 4.2339 | 4.3244 | 4.3676 | 4.6456 | 4.6835 | 4.7409 | 4.6891
ID | C&I | Water Heater - DLC | Capacity & Energy | 0 | 0.084856 | 0.14791 | 0.17631 | 0.19777 | 0.17671 | 0.17542 | 0.16339 | 0.13179 | 0.11639 | 0.10367 | 0.086262 | 0.076357 | 0.054811 | 0.039053 | 0.032056 | 0.03316 | 0.035202 | 0.035584 | 0.028229 | 0 | 0.13421 | 0.24969 | 0.33571 | 0.33138 | 0.30922 | 0.28478 | 0.27457 | 0.21224 | 0.19767 | 0.17371 | 0.14733 | 0.12076 | 0.092531 | 0.062892 | 0.054444 | 0.058024 | 0.057147 | 0.056279 | 0.054378
ID | C&I | Water Heater - DLC | EIM Capacity & Energy | 0 | 0.084856 | 0.14791 | 0.17631 | 0.19777 | 0.17671 | 0.17542 | 0.16339 | 0.13179 | 0.11639 | 0.10367 | 0.086262 | 0.076357 | 0.054811 | 0.039053 | 0.032056 | 0.03316 | 0.035202 | 0.035584 | 0.028229 | 0 | 0.13421 | 0.24969 | 0.33571 | 0.33138 | 0.30922 | 0.28478 | 0.27457 | 0.21224 | 0.19767 | 0.17371 | 0.14733 | 0.12076 | 0.092531 | 0.062892 | 0.054444 | 0.058024 | 0.057147 | 0.056279 | 0.054378
ID | C&I | Water Heater - DLC | EIM Capacity & Energy FMM | 0 | 0.084856 | 0.14791 | 0.17631 | 0.19777 | 0.17671 | 0.17542 | 0.16339 | 0.13179 | 0.11639 | 0.10367 | 0.086262 | 0.076357 | 0.054811 | 0.039053 | 0.032056 | 0.03316 | 0.035202 | 0.035584 | 0.028229 | 0 | 0.13421 | 0.24969 | 0.33571 | 0.33138 | 0.30922 | 0.28478 | 0.27457 | 0.21224 | 0.19767 | 0.17371 | 0.14733 | 0.12076 | 0.092531 | 0.062892 | 0.054444 | 0.058024 | 0.057147 | 0.056279 | 0.054378
ID | C&I | Water Heater - DLC | EIM Capacity & Energy RTD | 0 | 0.12365 | 0.2152 | 0.25598 | 0.28632 | 0.25492 | 0.25192 | 0.23335 | 0.18699 | 0.16398 | 0.14495 | 0.11965 | 0.10501 | 0.074735 | 0.052802 | 0.042995 | 0.04404 | 0.046327 | 0.046463 | 0.036621 | 0 | 0.19557 | 0.36329 | 0.4874 | 0.47976 | 0.44607 | 0.40897 | 0.39213 | 0.30114 | 0.27849 | 0.24289 | 0.20436 | 0.16608 | 0.12617 | 0.085035 | 0.073022 | 0.077062 | 0.075208 | 0.073484 | 0.070544
ID | C&I | Water Heater - DLC | Frequency Response | 0 | 0.12365 | 0.2152 | 0.25598 | 0.28632 | 0.25492 | 0.25192 | 0.23335 | 0.18699 | 0.16398 | 0.14495 | 0.11965 | 0.10501 | 0.074735 | 0.052802 | 0.042995 | 0.04404 | 0.046327 | 0.046463 | 0.036621 | 0 | 0.19557 | 0.36329 | 0.4874 | 0.47976 | 0.44607 | 0.40897 | 0.39213 | 0.30114 | 0.27849 | 0.24289 | 0.20436 | 0.16608 | 0.12617 | 0.085035 | 0.073022 | 0.077062 | 0.075208 | 0.073484 | 0.070544
ID | C&I | Water Heater - DLC | Non Spinning Reserves | 0 | 0.084856 | 0.14791 | 0.17631 | 0.19777 | 0.17671 | 0.17542 | 0.16339 | 0.13179 | 0.11639 | 0.10367 | 0.086262 | 0.076357 | 0.054811 | 0.039053 | 0.032056 | 0.03316 | 0.035202 | 0.035584 | 0.028229 | 0 | 0.13421 | 0.24969 | 0.33571 | 0.33138 | 0.30922 | 0.28478 | 0.27457 | 0.21224 | 0.19767 | 0.17371 | 0.14733 | 0.12076 | 0.092531 | 0.062892 | 0.054444 | 0.058024 | 0.057147 | 0.056279 | 0.054378
ID | C&I | Water Heater - DLC | Regulation | 0 | 0.12365 | 0.2152 | 0.25598 | 0.28632 | 0.25492 | 0.25192 | 0.23335 | 0.18699 | 0.16398 | 0.14495 | 0.11965 | 0.10501 | 0.074735 | 0.052802 | 0.042995 | 0.04404 | 0.046327 | 0.046463 | 0.036621 | 0 | 0.19557 | 0.36329 | 0.4874 | 0.47976 | 0.44607 | 0.40897 | 0.39213 | 0.30114 | 0.27849 | 0.24289 | 0.20436 | 0.16608 | 0.12617 | 0.085035 | 0.073022 | 0.077062 | 0.075208 | 0.073484 | 0.070544
ID | C&I | Water Heater - DLC | Spinning Reserves | 0 | 0.084856 | 0.14791 | 0.17631 | 0.19777 | 0.17671 | 0.17542 | 0.16339 | 0.13179 | 0.11639 | 0.10367 | 0.086262 | 0.076357 | 0.054811 | 0.039053 | 0.032056 | 0.03316 | 0.035202 | 0.035584 | 0.028229 | 0 | 0.13421 | 0.24969 | 0.33571 | 0.33138 | 0.30922 | 0.28478 | 0.27457 | 0.21224 | 0.19767 | 0.17371 | 0.14733 | 0.12076 | 0.092531 | 0.062892 | 0.054444 | 0.058024 | 0.057147 | 0.056279 | 0.054378
ID | Irrigation | Irrigation DLC | Capacity & Energy | 0 | -0.38821 | -3.5997 | 4.9691 | 6.5359 | 2.2716 | 2.2836 | 4.7666 | 8.7619 | 5.909 | 6.5412 | 4.5798 | 1.1641 | -2.7455 | 9.4746 | 6.7208 | 3.0833 | 3.3963 | 2.4607 | 0.15094 | 0 | 0.0023302 | 0.0041643 | -0.002017 | -0.00047218 | -0.00013633 | 0.00014867 | 0.0025202 | -0.0020764 | -0.0025619 | -0.00047186 | -0.00010014 | 0.0024558 | 0.0042457 | -0.002042 | -0.0025244 | -8.5012e-05 | 0.00022111 | 0.0025608 | 0.0044892
ID | Irrigation | Irrigation DLC | EIM Capacity & Energy | 0 | -0.38821 | -3.5997 | 4.9691 | 6.5359 | 2.2716 | 2.2836 | 4.7666 | 8.7619 | 5.909 | 6.5412 | 4.5798 | 1.1641 | -2.7455 | 9.4746 | 6.7208 | 3.0833 | 3.3963 | 2.4607 | 0.15094 | 0 | 0.0023302 | 0.0041643 | -0.002017 | -0.00047218 | -0.00013633 | 0.00014867 | 0.0025202 | -0.0020764 | -0.0025619 | -0.00047186 | -0.00010014 | 0.0024558 | 0.0042457 | -0.002042 | -0.0025244 | -8.5012e-05 | 0.00022111 | 0.0025608 | 0.0044892
ID | Irrigation | Irrigation DLC | EIM Capacity & Energy FMM | 0 | -0.38821 | -3.5997 | 4.9691 | 6.5359 | 2.2716 | 2.2836 | 4.7666 | 8.7619 | 5.909 | 6.5412 | 4.5798 | 1.1641 | -2.7455 | 9.4746 | 6.7208 | 3.0833 | 3.3963 | 2.4607 | 0.15094 | 0 | 0.0023302 | 0.0041643 | -0.002017 | -0.00047218 | -0.00013633 | 0.00014867 | 0.0025202 | -0.0020764 | -0.0025619 | -0.00047186 | -0.00010014 | 0.0024558 | 0.0042457 | -0.002042 | -0.0025244 | -8.5012e-05 | 0.00022111 | 0.0025608 | 0.0044892
ID | Irrigation | Irrigation DLC | EIM Capacity & Energy RTD | 0 | -0.38821 | -3.5997 | 4.9691 | 6.5359 | 2.2716 | 2.2836 | 4.7666 | 8.7619 | 5.909 | 6.5412 | 4.5798 | 1.1641 | -2.7455 | 9.4746 | 6.7208 | 3.0833 | 3.3963 | 2.4607 | 0.15094 | 0 | 0.0023302 | 0.0041643 | -0.002017 | -0.00047218 | -0.00013633 | 0.00014867 | 0.0025202 | -0.0020764 | -0.0025619 | -0.00047186 | -0.00010014 | 0.0024558 | 0.0042457 | -0.002042 | -0.0025244 | -8.5012e-05 | 0.00022111 | 0.0025608 | 0.0044892
ID | Irrigation | Irrigation DLC | Frequency Response | 0 | -0.38821 | -3.5997 | 4.9691 | 6.5359 | 2.2716 | 2.2836 | 4.7666 | 8.7619 | 5.909 | 6.5412 | 4.5798 | 1.1641 | -2.7455 | 9.4746 | 6.7208 | 3.0833 | 3.3963 | 2.4607 | 0.15094 | 0 | 0.0023302 | 0.0041643 | -0.002017 | -0.00047218 | -0.00013633 | 0.00014867 | 0.0025202 | -0.0020764 | -0.0025619 | -0.00047186 | -0.00010014 | 0.0024558 | 0.0042457 | -0.002042 | -0.0025244 | -8.5012e-05 | 0.00022111 | 0.0025608 | 0.0044892
ID | Irrigation | Irrigation DLC | Non Spinning Reserves | 0 | -0.38821 | -3.5997 | 4.9691 | 6.5359 | 2.2716 | 2.2836 | 4.7666 | 8.7619 | 5.909 | 6.5412 | 4.5798 | 1.1641 | -2.7455 | 9.4746 | 6.7208 | 3.0833 | 3.3963 | 2.4607 | 0.15094 | 0 | 0.0023302 | 0.0041643 | -0.002017 | -0.00047218 | -0.00013633 | 0.00014867 | 0.0025202 | -0.0020764 | -0.0025619 | -0.00047186 | -0.00010014 | 0.0024558 | 0.0042457 | -0.002042 | -0.0025244 | -8.5012e-05 | 0.00022111 | 0.0025608 | 0.0044892
ID | Irrigation | Irrigation DLC | Regulation | 0 | -0.38821 | -3.5997 | 4.9691 | 6.5359 | 2.2716 | 2.2836 | 4.7666 | 8.7619 | 5.909 | 6.5412 | 4.5798 | 1.1641 | -2.7455 | 9.4746 | 6.7208 | 3.0833 | 3.3963 | 2.4607 | 0.15094 | 0 | 0.0023302 | 0.0041643 | -0.002017 | -0.00047218 | -0.00013633 | 0.00014867 | 0.0025202 | -0.0020764 | -0.0025619 | -0.00047186 | -0.00010014 | 0.0024558 | 0.0042457 | -0.002042 | -0.0025244 | -8.5012e-05 | 0.00022111 | 0.0025608 | 0.0044892
ID | Irrigation | Irrigation DLC | Spinning Reserves | 0 | -0.38821 | -3.5997 | 4.9691 | 6.5359 | 2.2716 | 2.2836 | 4.7666 | 8.7619 | 5.909 | 6.5412 | 4.5798 | 1.1641 | -2.7455 | 9.4746 | 6.7208 | 3.0833 | 3.3963 | 2.4607 | 0.15094 | 0 | 0.0023302 | 0.0041643 | -0.002017 | -0.00047218 | -0.00013633 | 0.00014867 | 0.0025202 | -0.0020764 | -0.0025619 | -0.00047186 | -0.00010014 | 0.0024558 | 0.0042457 | -0.002042 | -0.0025244 | -8.5012e-05 | 0.00022111 | 0.0025608 | 0.0044892
ID | Residential | Battery DLC | Capacity & Energy | 0 | 0.45644 | 0.94553 | 1.4673 | 1.5415 | 1.6157 | 2.2348 | 3.2992 | 4.512 | 5.8733 | 7.0357 | 8.3465 | 9.7568 | 11.3155 | 13.0227 | 14.384 | 16.3391 | 17.8726 | 19.5056 | 21.8808 | 0 | 0.45644 | 0.94553 | 1.4673 | 1.5415 | 1.6157 | 2.2348 | 3.2992 | 4.512 | 5.8733 | 7.0357 | 8.3465 | 9.7568 | 11.3155 | 13.0227 | 14.384 | 16.3391 | 17.8726 | 19.5056 | 21.8808
ID | Residential | Battery DLC | EIM Capacity & Energy | 0 | 0.45644 | 0.94553 | 1.4673 | 1.5415 | 1.6157 | 2.2348 | 3.2992 | 4.512 | 5.8733 | 7.0357 | 8.3465 | 9.7568 | 11.3155 | 13.0227 | 14.384 | 16.3391 | 17.8726 | 19.5056 | 21.8808 | 0 | 0.45644 | 0.94553 | 1.4673 | 1.5415 | 1.6157 | 2.2348 | 3.2992 | 4.512 | 5.8733 | 7.0357 | 8.3465 | 9.7568 | 11.3155 | 13.0227 | 14.384 | 16.3391 | 17.8726 | 19.5056 | 21.8808
ID | Residential | Battery DLC | EIM Capacity & Energy FMM | 0 | 0.45644 | 0.94553 | 1.4673 | 1.5415 | 1.6157 | 2.2348 | 3.2992 | 4.512 | 5.8733 | 7.0357 | 8.3465 | 9.7568 | 11.3155 | 13.0227 | 14.384 | 16.3391 | 17.8726 | 19.5056 | 21.8808 | 0 | 0.45644 | 0.94553 | 1.4673 | 1.5415 | 1.6157 | 2.2348 | 3.2992 | 4.512 | 5.8733 | 7.0357 | 8.3465 | 9.7568 | 11.3155 | 13.0227 | 14.384 | 16.3391 | 17.8726 | 19.5056 | 21.8808
ID | Residential | Battery DLC | EIM Capacity & Energy RTD | 0 | 0.69443 | 1.4437 | 2.2479 | 2.3726 | 2.4973 | 3.5373 | 5.3255 | 7.3631 | 9.65 | 11.6028 | 13.805 | 16.1743 | 18.793 | 21.661 | 23.948 | 27.2326 | 29.8089 | 32.5523 | 36.5426 | 0 | 0.69443 | 1.4437 | 2.2479 | 2.3726 | 2.4973 | 3.5373 | 5.3255 | 7.3631 | 9.65 | 11.6028 | 13.805 | 16.1743 | 18.793 | 21.661 | 23.948 | 27.2326 | 29.8089 | 32.5523 | 36.5426
ID | Residential | Battery DLC | Frequency Response | 0 | 0.69443 | 1.4437 | 2.2479 | 2.3726 | 2.4973 | 3.5373 | 5.3255 | 7.3631 | 9.65 | 11.6028 | 13.805 | 16.1743 | 18.793 | 21.661 | 23.948 | 27.2326 | 29.8089 | 32.5523 | 36.5426 | 0 | 0.69443 | 1.4437 | 2.2479 | 2.3726 | 2.4973 | 3.5373 | 5.3255 | 7.3631 | 9.65 | 11.6028 | 13.805 | 16.1743 | 18.793 | 21.661 | 23.948 | 27.2326 | 29.8089 | 32.5523 | 36.5426
ID | Residential | Battery DLC | Non Spinning Reserves | 0 | 0.45644 | 0.94553 | 1.4673 | 1.5415 | 1.6157 | 2.2348 | 3.2992 | 4.512 | 5.8733 | 7.0357 | 8.3465 | 9.7568 | 11.3155 | 13.0227 | 14.384 | 16.3391 | 17.8726 | 19.5056 | 21.8808 | 0 | 0.45644 | 0.94553 | 1.4673 | 1.5415 | 1.6157 | 2.2348 | 3.2992 | 4.512 | 5.8733 | 7.0357 | 8.3465 | 9.7568 | 11.3155 | 13.0227 | 14.384 | 16.3391 | 17.8726 | 19.5056 | 21.8808
ID | Residential | Battery DLC | Regulation | 0 | 0.69443 | 1.4437 | 2.2479 | 2.3726 | 2.4973 | 3.5373 | 5.3255 | 7.3631 | 9.65 | 11.6028 | 13.805 | 16.1743 | 18.793 | 21.661 | 23.948 | 27.2326 | 29.8089 | 32.5523 | 36.5426 | 0 | 0.69443 | 1.4437 | 2.2479 | 2.3726 | 2.4973 | 3.5373 | 5.3255 | 7.3631 | 9.65 | 11.6028 | 13.805 | 16.1743 | 18.793 | 21.661 | 23.948 | 27.2326 | 29.8089 | 32.5523 | 36.5426
ID | Residential | Battery DLC | Spinning Reserves | 0 | 0.45644 | 0.94553 | 1.4673 | 1.5415 | 1.6157 | 2.2348 | 3.2992 | 4.512 | 5.8733 | 7.0357 | 8.3465 | 9.7568 | 11.3155 | 13.0227 | 14.384 | 16.3391 | 17.8726 | 19.5056 | 21.8808 | 0 | 0.45644 | 0.94553 | 1.4673 | 1.5415 | 1.6157 | 2.2348 | 3.2992 | 4.512 | 5.8733 | 7.0357 | 8.3465 | 9.7568 | 11.3155 | 13.0227 | 14.384 | 16.3391 | 17.8726 | 19.5056 | 21.8808
ID | Residential | EV DLC | Capacity & Energy | 0 | 0.011596 | 0.030682 | 0.061541 | 0.075833 | 0.086934 | 0.099035 | 0.11426 | 0.12965 | 0.1447 | 0.16167 | 0.17807 | 0.19246 | 0.21097 | 0.24022 | 0.2623 | 0.28129 | 0.30299 | 0.32462 | 0.35432 | 0 | 0.011637 | 0.031183 | 0.058346 | 0.072921 | 0.085074 | 0.097461 | 0.1107 | 0.12394 | 0.13822 | 0.15546 | 0.17268 | 0.19313 | 0.21441 | 0.22964 | 0.25056 | 0.27527 | 0.29817 | 0.32575 | 0.35281
ID | Residential | EV DLC | EIM Capacity & Energy | 0 | 0.011596 | 0.030682 | 0.061541 | 0.075833 | 0.086934 | 0.099035 | 0.11426 | 0.12965 | 0.1447 | 0.16167 | 0.17807 | 0.19246 | 0.21097 | 0.24022 | 0.2623 | 0.28129 | 0.30299 | 0.32462 | 0.35432 | 0 | 0.011637 | 0.031183 | 0.058346 | 0.072921 | 0.085074 | 0.097461 | 0.1107 | 0.12394 | 0.13822 | 0.15546 | 0.17268 | 0.19313 | 0.21441 | 0.22964 | 0.25056 | 0.27527 | 0.29817 | 0.32575 | 0.35281
ID | Residential | EV DLC | EIM Capacity & Energy FMM | 0 | 0.011596 | 0.030682 | 0.061541 | 0.075833 | 0.086934 | 0.099035 | 0.11426 | 0.12965 | 0.1447 | 0.16167 | 0.17807 | 0.19246 | 0.21097 | 0.24022 | 0.2623 | 0.28129 | 0.30299 | 0.32462 | 0.35432 | 0 | 0.011637 | 0.031183 | 0.058346 | 0.072921 | 0.085074 | 0.097461 | 0.1107 | 0.12394 | 0.13822 | 0.15546 | 0.17268 | 0.19313 | 0.21441 | 0.22964 | 0.25056 | 0.27527 | 0.29817 | 0.32575 | 0.35281
ID | Residential | EV DLC | EIM Capacity & Energy RTD | 0 | 0.0054501 | 0.016262 | 0.036309 | 0.049291 | 0.061723 | 0.076257 | 0.094833 | 0.1102 | 0.12299 | 0.13742 | 0.15136 | 0.16359 | 0.17932 | 0.20419 | 0.22296 | 0.23909 | 0.25754 | 0.27592 | 0.30117 | 0 | 0.0054692 | 0.016527 | 0.034424 | 0.047399 | 0.060403 | 0.075045 | 0.091878 | 0.10535 | 0.11749 | 0.13214 | 0.14678 | 0.16416 | 0.18225 | 0.19519 | 0.21298 | 0.23398 | 0.25345 | 0.27689 | 0.29989
ID | Residential | EV DLC | Frequency Response | 0 | 0.0054501 | 0.016262 | 0.036309 | 0.049291 | 0.061723 | 0.076257 | 0.094833 | 0.1102 | 0.12299 | 0.13742 | 0.15136 | 0.16359 | 0.17932 | 0.20419 | 0.22296 | 0.23909 | 0.25754 | 0.27592 | 0.30117 | 0 | 0.0054692 | 0.016527 | 0.034424 | 0.047399 | 0.060403 | 0.075045 | 0.091878 | 0.10535 | 0.11749 | 0.13214 | 0.14678 | 0.16416 | 0.18225 | 0.19519 | 0.21298 | 0.23398 | 0.25345 | 0.27689 | 0.29989
ID | Residential | EV DLC | Non Spinning Reserves | 0 | 0.011596 | 0.030682 | 0.061541 | 0.075833 | 0.086934 | 0.099035 | 0.11426 | 0.12965 | 0.1447 | 0.16167 | 0.17807 | 0.19246 | 0.21097 | 0.24022 | 0.2623 | 0.28129 | 0.30299 | 0.32462 | 0.35432 | 0 | 0.011637 | 0.031183 | 0.058346 | 0.072921 | 0.085074 | 0.097461 | 0.1107 | 0.12394 | 0.13822 | 0.15546 | 0.17268 | 0.19313 | 0.21441 | 0.22964 | 0.25056 | 0.27527 | 0.29817 | 0.32575 | 0.35281
ID | Residential | EV DLC | Regulation | 0 | 0.011596 | 0.030682 | 0.061541 | 0.075833 | 0.086934 | 0.099035 | 0.11426 | 0.12965 | 0.1447 | 0.16167 | 0.17807 | 0.19246 | 0.21097 | 0.24022 | 0.2623 | 0.28129 | 0.30299 | 0.32462 | 0.35432 | 0 | 0.011637 | 0.031183 | 0.058346 | 0.072921 | 0.085074 | 0.097461 | 0.1107 | 0.12394 | 0.13822 | 0.15546 | 0.17268 | 0.19313 | 0.21441 | 0.22964 | 0.25056 | 0.27527 | 0.29817 | 0.32575 | 0.35281
ID | Residential | EV DLC | Spinning Reserves | 0 | 0.0054501 | 0.016262 | 0.036309 | 0.049291 | 0.061723 | 0.076257 | 0.094833 | 0.1102 | 0.12299 | 0.13742 | 0.15136 | 0.16359 | 0.17932 | 0.20419 | 0.22296 | 0.23909 | 0.25754 | 0.27592 | 0.30117 | 0 | 0.0054692 | 0.016527 | 0.034424 | 0.047399 | 0.060403 | 0.075045 | 0.091878 | 0.10535 | 0.11749 | 0.13214 | 0.14678 | 0.16416 | 0.18225 | 0.19519 | 0.21298 | 0.23398 | 0.25345 | 0.27689 | 0.29989
ID | Residential | Grid Interactive Water Heater | Capacity & Energy | 0 | 0.014951 | 0.076678 | 0.20672 | 0.30136 | 0.41356 | 0.5301 | 0.65295 | 0.80289 | 0.92454 | 1.0356 | 1.1514 | 1.2288 | 1.3309 | 1.4501 | 1.4619 | 1.4133 | 1.3639 | 1.3346 | 1.3611 | 0 | 0.034509 | 0.17701 | 0.45673 | 0.70262 | 0.97331 | 1.276 | 1.5981 | 1.9175 | 2.3094 | 2.68 | 3.0476 | 3.4271 | 3.7734 | 4.0383 | 4.2944 | 4.3571 | 4.4042 | 4.458 | 4.4527
ID | Residential | Grid Interactive Water Heater | EIM Capacity & Energy | 0 | 0.014951 | 0.076678 | 0.20672 | 0.30136 | 0.41356 | 0.5301 | 0.65295 | 0.80289 | 0.92454 | 1.0356 | 1.1514 | 1.2288 | 1.3309 | 1.4501 | 1.4619 | 1.4133 | 1.3639 | 1.3346 | 1.3611 | 0 | 0.034509 | 0.17701 | 0.45673 | 0.70262 | 0.97331 | 1.276 | 1.5981 | 1.9175 | 2.3094 | 2.68 | 3.0476 | 3.4271 | 3.7734 | 4.0383 | 4.2944 | 4.3571 | 4.4042 | 4.458 | 4.4527
ID | Residential | Grid Interactive Water Heater | EIM Capacity & Energy FMM | 0 | 0.014951 | 0.076678 | 0.20672 | 0.30136 | 0.41356 | 0.5301 | 0.65295 | 0.80289 | 0.92454 | 1.0356 | 1.1514 | 1.2288 | 1.3309 | 1.4501 | 1.4619 | 1.4133 | 1.3639 | 1.3346 | 1.3611 | 0 | 0.034509 | 0.17701 | 0.45673 | 0.70262 | 0.97331 | 1.276 | 1.5981 | 1.9175 | 2.3094 | 2.68 | 3.0476 | 3.4271 | 3.7734 | 4.0383 | 4.2944 | 4.3571 | 4.4042 | 4.458 | 4.4527
ID | Residential | Grid Interactive Water Heater | EIM Capacity & Energy RTD | 0 | 0.020907 | 0.10698 | 0.28762 | 0.41806 | 0.57154 | 0.72955 | 0.89407 | 1.0936 | 1.2498 | 1.3871 | 1.5262 | 1.6111 | 1.7245 | 1.8583 | 1.8535 | 1.7603 | 1.6713 | 1.616 | 1.6309 | 0 | 0.047827 | 0.24449 | 0.62848 | 0.96151 | 1.3244 | 1.7251 | 2.145 | 2.5574 | 3.0465 | 3.4917 | 3.9204 | 4.3504 | 4.7321 | 5.0107 | 5.2661 | 5.2532 | 5.2343 | 5.2475 | 5.2028
ID | Residential | Grid Interactive Water Heater | Frequency Response | 0 | 0.020907 | 0.10698 | 0.28762 | 0.41806 | 0.57154 | 0.72955 | 0.89407 | 1.0936 | 1.2498 | 1.3871 | 1.5262 | 1.6111 | 1.7245 | 1.8583 | 1.8535 | 1.7603 | 1.6713 | 1.616 | 1.6309 | 0 | 0.047827 | 0.24449 | 0.62848 | 0.96151 | 1.3244 | 1.7251 | 2.145 | 2.5574 | 3.0465 | 3.4917 | 3.9204 | 4.3504 | 4.7321 | 5.0107 | 5.2661 | 5.2532 | 5.2343 | 5.2475 | 5.2028
ID | Residential | Grid Interactive Water Heater | Non Spinning Reserves | 0 | 0.014951 | 0.076678 | 0.20672 | 0.30136 | 0.41356 | 0.5301 | 0.65295 | 0.80289 | 0.92454 | 1.0356 | 1.1514 | 1.2288 | 1.3309 | 1.4501 | 1.4619 | 1.4133 | 1.3639 | 1.3346 | 1.3611 | 0 | 0.034509 | 0.17701 | 0.45673 | 0.70262 | 0.97331 | 1.276 | 1.5981 | 1.9175 | 2.3094 | 2.68 | 3.0476 | 3.4271 | 3.7734 | 4.0383 | 4.2944 | 4.3571 | 4.4042 | 4.458 | 4.4527
ID | Residential | Grid Interactive Water Heater | Regulation | 0 | 0.020907 | 0.10698 | 0.28762 | 0.41806 | 0.57154 | 0.72955 | 0.89407 | 1.0936 | 1.2498 | 1.3871 | 1.5262 | 1.6111 | 1.7245 | 1.8583 | 1.8535 | 1.7603 | 1.6713 | 1.616 | 1.6309 | 0 | 0.047827 | 0.24449 | 0.62848 | 0.96151 | 1.3244 | 1.7251 | 2.145 | 2.5574 | 3.0465 | 3.4917 | 3.9204 | 4.3504 | 4.7321 | 5.0107 | 5.2661 | 5.2532 | 5.2343 | 5.2475 | 5.2028
ID | Residential | Grid Interactive Water Heater | Spinning Reserves | 0 | 0.014951 | 0.076678 | 0.20672 | 0.30136 | 0.41356 | 0.5301 | 0.65295 | 0.80289 | 0.92454 | 1.0356 | 1.1514 | 1.2288 | 1.3309 | 1.4501 | 1.4619 | 1.4133 | 1.3639 | 1.3346 | 1.3611 | 0 | 0.034509 | 0.17701 | 0.45673 | 0.70262 | 0.97331 | 1.276 | 1.5981 | 1.9175 | 2.3094 | 2.68 | 3.0476 | 3.4271 | 3.7734 | 4.0383 | 4.2944 | 4.3571 | 4.4042 | 4.458 | 4.4527
ID | Residential | Home Energy Management System | Capacity & Energy | 0 | 0.0057636 | 0.014333 | 0.02602 | 0.031069 | 0.037111 | 0.043625 | 0.0504 | 0.056933 | 0.062568 | 0.066628 | 0.069288 | 0.070715 | 0.071588 | 0.071338 | 0.07127 | 0.071066 | 0.070623 | 0.070485 | 0.070781 | 0 | 0.0055553 | 0.013472 | 0.024109 | 0.028225 | 0.033003 | 0.038329 | 0.043721 | 0.049197 | 0.053572 | 0.056748 | 0.058618 | 0.059659 | 0.059779 | 0.06001 | 0.059677 | 0.0593 | 0.058969 | 0.058702 | 0.058262
ID | Residential | Home Energy Management System | EIM Capacity & Energy | 0 | 0.0057636 | 0.014333 | 0.02602 | 0.031069 | 0.037111 | 0.043625 | 0.0504 | 0.056933 | 0.062568 | 0.066628 | 0.069288 | 0.070715 | 0.071588 | 0.071338 | 0.07127 | 0.071066 | 0.070623 | 0.070485 | 0.070781 | 0 | 0.0055553 | 0.013472 | 0.024109 | 0.028225 | 0.033003 | 0.038329 | 0.043721 | 0.049197 | 0.053572 | 0.056748 | 0.058618 | 0.059659 | 0.059779 | 0.06001 | 0.059677 | 0.0593 | 0.058969 | 0.058702 | 0.058262
ID | Residential | Home Energy Management System | EIM Capacity & Energy FMM | 0 | 0.0057636 | 0.014333 | 0.02602 | 0.031069 | 0.037111 | 0.043625 | 0.0504 | 0.056933 | 0.062568 | 0.066628 | 0.069288 | 0.070715 | 0.071588 | 0.071338 | 0.07127 | 0.071066 | 0.070623 | 0.070485 | 0.070781 | 0 | 0.0055553 | 0.013472 | 0.024109 | 0.028225 | 0.033003 | 0.038329 | 0.043721 | 0.049197 | 0.053572 | 0.056748 | 0.058618 | 0.059659 | 0.059779 | 0.06001 | 0.059677 | 0.0593 | 0.058969 | 0.058702 | 0.058262
ID | Residential | Home Energy Management System | EIM Capacity & Energy RTD | 0 | 0.001923 | 0.0045676 | 0.0078478 | 0.0089068 | 0.010111 | 0.011454 | 0.012871 | 0.014254 | 0.015346 | 0.016104 | 0.016541 | 0.016699 | 0.016715 | 0.016665 | 0.016512 | 0.01636 | 0.016201 | 0.016113 | 0.016073 | 0 | 0.002924 | 0.0068293 | 0.011779 | 0.013053 | 0.014575 | 0.0163 | 0.018027 | 0.020049 | 0.021307 | 0.022155 | 0.022601 | 0.022638 | 0.022439 | 0.022667 | 0.02226 | 0.021951 | 0.021695 | 0.021431 | 0.021156
ID | Residential | Home Energy Management System | Frequency Response | 0 | 0 | 0 | 0 | 0 | 0 | 0 | 0 | 0 | 0 | 0 | 0 | 0 | 0 | 0 | 0 | 0 | 0 | 0 | 0 | 0 | 0 | 0 | 0 | 0 | 0 | 0 | 0 | 0 | 0 | 0 | 0 | 0 | 0 | 0 | 0 | 0 | 0 | 0 | 0
ID | Residential | Home Energy Management System | Non Spinning Reserves | 0 | 0.0057636 | 0.014333 | 0.02602 | 0.031069 | 0.037111 | 0.043625 | 0.0504 | 0.056933 | 0.062568 | 0.066628 | 0.069288 | 0.070715 | 0.071588 | 0.071338 | 0.07127 | 0.071066 | 0.070623 | 0.070485 | 0.070781 | 0 | 0.0055553 | 0.013472 | 0.024109 | 0.028225 | 0.033003 | 0.038329 | 0.043721 | 0.049197 | 0.053572 | 0.056748 | 0.058618 | 0.059659 | 0.059779 | 0.06001 | 0.059677 | 0.0593 | 0.058969 | 0.058702 | 0.058262
ID | Residential | Home Energy Management System | Regulation | 0 | 0.0025888 | 0.0062585 | 0.010972 | 0.012719 | 0.014754 | 0.01698 | 0.0193 | 0.021531 | 0.023397 | 0.024721 | 0.025526 | 0.025909 | 0.026069 | 0.025922 | 0.02578 | 0.025642 | 0.02543 | 0.025325 | 0.025325 | 0 | 0.0033773 | 0.0079715 | 0.013892 | 0.015651 | 0.017726 | 0.020061 | 0.022407 | 0.025003 | 0.026791 | 0.028029 | 0.028709 | 0.028908 | 0.028758 | 0.028969 | 0.028573 | 0.02825 | 0.027976 | 0.027704 | 0.027394
ID | Residential | Home Energy Management System | Spinning Reserves | 0 | 0.002996 | 0.007609 | 0.01406 | 0.017157 | 0.020896 | 0.02487 | 0.028928 | 0.032749 | 0.036229 | 0.038778 | 0.040432 | 0.041442 | 0.042093 | 0.041656 | 0.041707 | 0.041773 | 0.041531 | 0.041458 | 0.041633 | 0 | 0.00204 | 0.0051399 | 0.0095082 | 0.011693 | 0.014179 | 0.016924 | 0.01971 | 0.022294 | 0.024678 | 0.02643 | 0.027485 | 0.028217 | 0.028434 | 0.028358 | 0.028409 | 0.028346 | 0.028262 | 0.028228 | 0.028069
ID | Residential | HVAC - DLC | Capacity & Energy | 0 | 0.79945 | 1.5803 | 2.5257 | 2.4731 | 2.4623 | 2.4991 | 2.5691 | 2.6639 | 2.6556 | 2.6088 | 2.6911 | 2.6525 | 2.6368 | 2.8608 | 2.9239 | 2.7906 | 2.8508 | 2.8865 | 3.0332 | 0 | 1.9287 | 3.9685 | 6.0438 | 5.7428 | 5.7351 | 5.6201 | 5.6318 | 5.8567 | 5.5123 | 5.5354 | 5.5961 | 5.5436 | 5.7442 | 5.9062 | 5.6822 | 5.7305 | 5.7 | 5.7672 | 6.0907
ID | Residential | HVAC - DLC | EIM Capacity & Energy | 0 | 0.79945 | 1.5803 | 2.5257 | 2.4731 | 2.4623 | 2.4991 | 2.5691 | 2.6639 | 2.6556 | 2.6088 | 2.6911 | 2.6525 | 2.6368 | 2.8608 | 2.9239 | 2.7906 | 2.8508 | 2.8865 | 3.0332 | 0 | 1.9287 | 3.9685 | 6.0438 | 5.7428 | 5.7351 | 5.6201 | 5.6318 | 5.8567 | 5.5123 | 5.5354 | 5.5961 | 5.5436 | 5.7442 | 5.9062 | 5.6822 | 5.7305 | 5.7 | 5.7672 | 6.0907
ID | Residential | HVAC - DLC | EIM Capacity & Energy FMM | 0 | 0.79945 | 1.5803 | 2.5257 | 2.4731 | 2.4623 | 2.4991 | 2.5691 | 2.6639 | 2.6556 | 2.6088 | 2.6911 | 2.6525 | 2.6368 | 2.8608 | 2.9239 | 2.7906 | 2.8508 | 2.8865 | 3.0332 | 0 | 1.9287 | 3.9685 | 6.0438 | 5.7428 | 5.7351 | 5.6201 | 5.6318 | 5.8567 | 5.5123 | 5.5354 | 5.5961 | 5.5436 | 5.7442 | 5.9062 | 5.6822 | 5.7305 | 5.7 | 5.7672 | 6.0907
ID | Residential | HVAC - DLC | EIM Capacity & Energy RTD | 0 | 1.6296 | 3.2236 | 5.1558 | 5.0526 | 5.0354 | 5.116 | 5.2649 | 5.4644 | 5.4518 | 5.3591 | 5.5301 | 5.4515 | 5.4193 | 5.8793 | 6.0083 | 5.7337 | 5.8567 | 5.9293 | 6.23 | 0 | 3.2066 | 6.5978 | 10.048 | 9.5476 | 9.5347 | 9.3435 | 9.363 | 9.737 | 9.1643 | 9.2027 | 9.3037 | 9.2163 | 9.5499 | 9.8192 | 9.4468 | 9.5271 | 9.4764 | 9.5882 | 10.1259
ID | Residential | HVAC - DLC | Frequency Response | 0 | 1.5711 | 3.1134 | 4.9899 | 4.9013 | 4.8975 | 4.9901 | 5.1503 | 5.3598 | 5.3594 | 5.2769 | 5.4504 | 5.3751 | 5.3434 | 5.7959 | 5.9213 | 5.6488 | 5.7682 | 5.8377 | 6.1318 | 0 | 0 | 0 | 0 | 0 | 0 | 0 | 0 | 0 | 0 | 0 | 0 | 0 | 0 | 0 | 0 | 0 | 0 | 0 | 0
ID | Residential | HVAC - DLC | Non Spinning Reserves | 0 | 0.79945 | 1.5803 | 2.5257 | 2.4731 | 2.4623 | 2.4991 | 2.5691 | 2.6639 | 2.6556 | 2.6088 | 2.6911 | 2.6525 | 2.6368 | 2.8608 | 2.9239 | 2.7906 | 2.8508 | 2.8865 | 3.0332 | 0 | 1.9287 | 3.9685 | 6.0438 | 5.7428 | 5.7351 | 5.6201 | 5.6318 | 5.8567 | 5.5123 | 5.5354 | 5.5961 | 5.5436 | 5.7442 | 5.9062 | 5.6822 | 5.7305 | 5.7 | 5.7672 | 6.0907
ID | Residential | HVAC - DLC | Regulation | 0 | 1.6296 | 3.2236 | 5.1558 | 5.0526 | 5.0354 | 5.116 | 5.2649 | 5.4644 | 5.4518 | 5.3591 | 5.5301 | 5.4515 | 5.4193 | 5.8793 | 6.0083 | 5.7337 | 5.8567 | 5.9293 | 6.23 | 0 | 3.2066 | 6.5978 | 10.048 | 9.5476 | 9.5347 | 9.3435 | 9.363 | 9.737 | 9.1643 | 9.2027 | 9.3037 | 9.2163 | 9.5499 | 9.8192 | 9.4468 | 9.5271 | 9.4764 | 9.5882 | 10.1259
ID | Residential | HVAC - DLC | Spinning Reserves | 0 | 0.79945 | 1.5803 | 2.5257 | 2.4731 | 2.4623 | 2.4991 | 2.5691 | 2.6639 | 2.6556 | 2.6088 | 2.6911 | 2.6525 | 2.6368 | 2.8608 | 2.9239 | 2.7906 | 2.8508 | 2.8865 | 3.0332 | 0 | 1.9287 | 3.9685 | 6.0438 | 5.7428 | 5.7351 | 5.6201 | 5.6318 | 5.8567 | 5.5123 | 5.5354 | 5.5961 | 5.5436 | 5.7442 | 5.9062 | 5.6822 | 5.7305 | 5.7 | 5.7672 | 6.0907
ID | Residential | Pool Pump - DLC | Capacity & Energy | 0 | 0.0013993 | 0.003481 | 0.0064577 | 0.0073719 | 0.0081571 | 0.0089501 | 0.0099361 | 0.010841 | 0.011591 | 0.012363 | 0.012986 | 0.013239 | 0.013622 | 0.014594 | 0.015025 | 0.014973 | 0.014624 | 0.01429 | 0.01431 | 0 | 0.0014042 | 0.0035378 | 0.0061225 | 0.0070888 | 0.0079826 | 0.0088078 | 0.0096264 | 0.010364 | 0.011072 | 0.011888 | 0.012593 | 0.013285 | 0.013844 | 0.013951 | 0.014352 | 0.014653 | 0.014391 | 0.01434 | 0.014249
ID | Residential | Pool Pump - DLC | EIM Capacity & Energy | 0 | 0.0013993 | 0.003481 | 0.0064577 | 0.0073719 | 0.0081571 | 0.0089501 | 0.0099361 | 0.010841 | 0.011591 | 0.012363 | 0.012986 | 0.013239 | 0.013622 | 0.014594 | 0.015025 | 0.014973 | 0.014624 | 0.01429 | 0.01431 | 0 | 0.0014042 | 0.0035378 | 0.0061225 | 0.0070888 | 0.0079826 | 0.0088078 | 0.0096264 | 0.010364 | 0.011072 | 0.011888 | 0.012593 | 0.013285 | 0.013844 | 0.013951 | 0.014352 | 0.014653 | 0.014391 | 0.01434 | 0.014249
ID | Residential | Pool Pump - DLC | EIM Capacity & Energy FMM | 0 | 0.0013993 | 0.003481 | 0.0064577 | 0.0073719 | 0.0081571 | 0.0089501 | 0.0099361 | 0.010841 | 0.011591 | 0.012363 | 0.012986 | 0.013239 | 0.013622 | 0.014594 | 0.015025 | 0.014973 | 0.014624 | 0.01429 | 0.01431 | 0 | 0.0014042 | 0.0035378 | 0.0061225 | 0.0070888 | 0.0079826 | 0.0088078 | 0.0096264 | 0.010364 | 0.011072 | 0.011888 | 0.012593 | 0.013285 | 0.013844 | 0.013951 | 0.014352 | 0.014653 | 0.014391 | 0.01434 | 0.014249
ID | Residential | Pool Pump - DLC | EIM Capacity & Energy RTD | 0 | 0.0015792 | 0.0039286 | 0.007288 | 0.0083198 | 0.0092058 | 0.010101 | 0.011214 | 0.012235 | 0.013081 | 0.013952 | 0.014656 | 0.014941 | 0.015373 | 0.01647 | 0.016956 | 0.016898 | 0.016504 | 0.016127 | 0.01615 | 0 | 0.0015847 | 0.0039927 | 0.0069097 | 0.0080003 | 0.009009 | 0.0099402 | 0.010864 | 0.011696 | 0.012496 | 0.013416 | 0.014212 | 0.014993 | 0.015624 | 0.015745 | 0.016197 | 0.016537 | 0.016242 | 0.016183 | 0.016081
ID | Residential | Pool Pump - DLC | Frequency Response | 0 | 0.0015792 | 0.0039286 | 0.007288 | 0.0083198 | 0.0092058 | 0.010101 | 0.011214 | 0.012235 | 0.013081 | 0.013952 | 0.014656 | 0.014941 | 0.015373 | 0.01647 | 0.016956 | 0.016898 | 0.016504 | 0.016127 | 0.01615 | 0 | 0.0015847 | 0.0039927 | 0.0069097 | 0.0080003 | 0.009009 | 0.0099402 | 0.010864 | 0.011696 | 0.012496 | 0.013416 | 0.014212 | 0.014993 | 0.015624 | 0.015745 | 0.016197 | 0.016537 | 0.016242 | 0.016183 | 0.016081
ID | Residential | Pool Pump - DLC | Non Spinning Reserves | 0 | 0.0013993 | 0.003481 | 0.0064577 | 0.0073719 | 0.0081571 | 0.0089501 | 0.0099361 | 0.010841 | 0.011591 | 0.012363 | 0.012986 | 0.013239 | 0.013622 | 0.014594 | 0.015025 | 0.014973 | 0.014624 | 0.01429 | 0.01431 | 0 | 0.0014042 | 0.0035378 | 0.0061225 | 0.0070888 | 0.0079826 | 0.0088078 | 0.0096264 | 0.010364 | 0.011072 | 0.011888 | 0.012593 | 0.013285 | 0.013844 | 0.013951 | 0.014352 | 0.014653 | 0.014391 | 0.01434 | 0.014249
ID | Residential | Pool Pump - DLC | Regulation | 0 | 0.0015792 | 0.0039286 | 0.007288 | 0.0083198 | 0.0092058 | 0.010101 | 0.011214 | 0.012235 | 0.013081 | 0.013952 | 0.014656 | 0.014941 | 0.015373 | 0.01647 | 0.016956 | 0.016898 | 0.016504 | 0.016127 | 0.01615 | 0 | 0.0015847 | 0.0039927 | 0.0069097 | 0.0080003 | 0.009009 | 0.0099402 | 0.010864 | 0.011696 | 0.012496 | 0.013416 | 0.014212 | 0.014993 | 0.015624 | 0.015745 | 0.016197 | 0.016537 | 0.016242 | 0.016183 | 0.016081
ID | Residential | Pool Pump - DLC | Spinning Reserves | 0 | 0.0013993 | 0.003481 | 0.0064577 | 0.0073719 | 0.0081571 | 0.0089501 | 0.0099361 | 0.010841 | 0.011591 | 0.012363 | 0.012986 | 0.013239 | 0.013622 | 0.014594 | 0.015025 | 0.014973 | 0.014624 | 0.01429 | 0.01431 | 0 | 0.0014042 | 0.0035378 | 0.0061225 | 0.0070888 | 0.0079826 | 0.0088078 | 0.0096264 | 0.010364 | 0.011072 | 0.011888 | 0.012593 | 0.013285 | 0.013844 | 0.013951 | 0.014352 | 0.014653 | 0.014391 | 0.01434 | 0.014249
ID | Residential | Water Heater - DLC | Capacity & Energy | 0 | 0.42475 | 0.79683 | 1.1461 | 1.0346 | 0.95208 | 0.85919 | 0.76781 | 0.69793 | 0.60552 | 0.51531 | 0.43376 | 0.34521 | 0.26986 | 0.19961 | 0.17206 | 0.16661 | 0.16106 | 0.15736 | 0.1602 | 0 | 0.95675 | 1.7959 | 2.4751 | 2.3549 | 2.1894 | 2.0234 | 1.843 | 1.6414 | 1.4925 | 1.3188 | 1.1382 | 0.95661 | 0.76203 | 0.55483 | 0.50537 | 0.51334 | 0.51946 | 0.52524 | 0.52399
ID | Residential | Water Heater - DLC | EIM Capacity & Energy | 0 | 0.42475 | 0.79683 | 1.1461 | 1.0346 | 0.95208 | 0.85919 | 0.76781 | 0.69793 | 0.60552 | 0.51531 | 0.43376 | 0.34521 | 0.26986 | 0.19961 | 0.17206 | 0.16661 | 0.16106 | 0.15736 | 0.1602 | 0 | 0.95675 | 1.7959 | 2.4751 | 2.3549 | 2.1894 | 2.0234 | 1.843 | 1.6414 | 1.4925 | 1.3188 | 1.1382 | 0.95661 | 0.76203 | 0.55483 | 0.50537 | 0.51334 | 0.51946 | 0.52524 | 0.52399
ID | Residential | Water Heater - DLC | EIM Capacity & Energy FMM | 0 | 0.42475 | 0.79683 | 1.1461 | 1.0346 | 0.95208 | 0.85919 | 0.76781 | 0.69793 | 0.60552 | 0.51531 | 0.43376 | 0.34521 | 0.26986 | 0.19961 | 0.17206 | 0.16661 | 0.16106 | 0.15736 | 0.1602 | 0 | 0.95675 | 1.7959 | 2.4751 | 2.3549 | 2.1894 | 2.0234 | 1.843 | 1.6414 | 1.4925 | 1.3188 | 1.1382 | 0.95661 | 0.76203 | 0.55483 | 0.50537 | 0.51334 | 0.51946 | 0.52524 | 0.52399
ID | Residential | Water Heater - DLC | EIM Capacity & Energy RTD | 0 | 0.6165 | 1.1536 | 1.654 | 1.4876 | 1.3625 | 1.2229 | 1.0854 | 0.97922 | 0.84114 | 0.70733 | 0.58729 | 0.46082 | 0.35476 | 0.25863 | 0.21979 | 0.20828 | 0.1974 | 0.19 | 0.19083 | 0 | 1.3817 | 2.5829 | 3.5426 | 3.3482 | 3.0898 | 2.8309 | 2.5524 | 2.251 | 2.0166 | 1.7527 | 1.4871 | 1.228 | 0.96251 | 0.69086 | 0.61957 | 0.61638 | 0.61287 | 0.61213 | 0.6049
ID | Residential | Water Heater - DLC | Frequency Response | 0 | 0.6165 | 1.1536 | 1.654 | 1.4876 | 1.3625 | 1.2229 | 1.0854 | 0.97922 | 0.84114 | 0.70733 | 0.58729 | 0.46082 | 0.35476 | 0.25863 | 0.21979 | 0.20828 | 0.1974 | 0.19 | 0.19083 | 0 | 1.3817 | 2.5829 | 3.5426 | 3.3482 | 3.0898 | 2.8309 | 2.5524 | 2.251 | 2.0166 | 1.7527 | 1.4871 | 1.228 | 0.96251 | 0.69086 | 0.61957 | 0.61638 | 0.61287 | 0.61213 | 0.6049
ID | Residential | Water Heater - DLC | Non Spinning Reserves | 0 | 0.42475 | 0.79683 | 1.1461 | 1.0346 | 0.95208 | 0.85919 | 0.76781 | 0.69793 | 0.60552 | 0.51531 | 0.43376 | 0.34521 | 0.26986 | 0.19961 | 0.17206 | 0.16661 | 0.16106 | 0.15736 | 0.1602 | 0 | 0.95675 | 1.7959 | 2.4751 | 2.3549 | 2.1894 | 2.0234 | 1.843 | 1.6414 | 1.4925 | 1.3188 | 1.1382 | 0.95661 | 0.76203 | 0.55483 | 0.50537 | 0.51334 | 0.51946 | 0.52524 | 0.52399
ID | Residential | Water Heater - DLC | Regulation | 0 | 0.6165 | 1.1536 | 1.654 | 1.4876 | 1.3625 | 1.2229 | 1.0854 | 0.97922 | 0.84114 | 0.70733 | 0.58729 | 0.46082 | 0.35476 | 0.25863 | 0.21979 | 0.20828 | 0.1974 | 0.19 | 0.19083 | 0 | 1.3817 | 2.5829 | 3.5426 | 3.3482 | 3.0898 | 2.8309 | 2.5524 | 2.251 | 2.0166 | 1.7527 | 1.4871 | 1.228 | 0.96251 | 0.69086 | 0.61957 | 0.61638 | 0.61287 | 0.61213 | 0.6049
ID | Residential | Water Heater - DLC | Spinning Reserves | 0 | 0.42475 | 0.79683 | 1.1461 | 1.0346 | 0.95208 | 0.85919 | 0.76781 | 0.69793 | 0.60552 | 0.51531 | 0.43376 | 0.34521 | 0.26986 | 0.19961 | 0.17206 | 0.16661 | 0.16106 | 0.15736 | 0.1602 | 0 | 0.95675 | 1.7959 | 2.4751 | 2.3549 | 2.1894 | 2.0234 | 1.843 | 1.6414 | 1.4925 | 1.3188 | 1.1382 | 0.95661 | 0.76203 | 0.55483 | 0.50537 | 0.51334 | 0.51946 | 0.52524 | 0.52399
OR | C&I | Battery DLC | Capacity & Energy | 0 | 2.1626 | 4.3835 | 7.0407 | 7.5295 | 7.9892 | 8.542 | 9.0715 | 9.6475 | 10.1072 | 11.2652 | 13.3075 | 15.3499 | 17.3923 | 19.3998 | 21.0349 | 22.7165 | 24.0316 | 25.271 | 26.3998 | 0 | 2.1626 | 4.3835 | 7.0407 | 7.5295 | 7.9892 | 8.542 | 9.0715 | 9.6475 | 10.1072 | 11.2652 | 13.3075 | 15.3499 | 17.3923 | 19.3998 | 21.0349 | 22.7165 | 24.0316 | 25.271 | 26.3998
OR | C&I | Battery DLC | EIM Capacity & Energy | 0 | 2.1626 | 4.3835 | 7.0407 | 7.5295 | 7.9892 | 8.542 | 9.0715 | 9.6475 | 10.1072 | 11.2652 | 13.3075 | 15.3499 | 17.3923 | 19.3998 | 21.0349 | 22.7165 | 24.0316 | 25.271 | 26.3998 | 0 | 2.1626 | 4.3835 | 7.0407 | 7.5295 | 7.9892 | 8.542 | 9.0715 | 9.6475 | 10.1072 | 11.2652 | 13.3075 | 15.3499 | 17.3923 | 19.3998 | 21.0349 | 22.7165 | 24.0316 | 25.271 | 26.3998
OR | C&I | Battery DLC | EIM Capacity & Energy FMM | 0 | 2.1626 | 4.3835 | 7.0407 | 7.5295 | 7.9892 | 8.542 | 9.0715 | 9.6475 | 10.1072 | 11.2652 | 13.3075 | 15.3499 | 17.3923 | 19.3998 | 21.0349 | 22.7165 | 24.0316 | 25.271 | 26.3998 | 0 | 2.1626 | 4.3835 | 7.0407 | 7.5295 | 7.9892 | 8.542 | 9.0715 | 9.6475 | 10.1072 | 11.2652 | 13.3075 | 15.3499 | 17.3923 | 19.3998 | 21.0349 | 22.7165 | 24.0316 | 25.271 | 26.3998
OR | C&I | Battery DLC | EIM Capacity & Energy RTD | 0 | 3.244 | 6.5752 | 10.5611 | 11.2942 | 11.9838 | 12.8129 | 13.6072 | 14.4713 | 15.1608 | 16.8977 | 19.9613 | 23.0249 | 26.0885 | 29.0997 | 31.5523 | 34.0748 | 36.0473 | 37.9064 | 39.5997 | 0 | 3.244 | 6.5752 | 10.5611 | 11.2942 | 11.9838 | 12.8129 | 13.6072 | 14.4713 | 15.1608 | 16.8977 | 19.9613 | 23.0249 | 26.0885 | 29.0997 | 31.5523 | 34.0748 | 36.0473 | 37.9064 | 39.5997
OR | C&I | Battery DLC | Frequency Response | 0 | 3.244 | 6.5752 | 10.5611 | 11.2942 | 11.9838 | 12.8129 | 13.6072 | 14.4713 | 15.1608 | 16.8977 | 19.9613 | 23.0249 | 26.0885 | 29.0997 | 31.5523 | 34.0748 | 36.0473 | 37.9064 | 39.5997 | 0 | 3.244 | 6.5752 | 10.5611 | 11.2942 | 11.9838 | 12.8129 | 13.6072 | 14.4713 | 15.1608 | 16.8977 | 19.9613 | 23.0249 | 26.0885 | 29.0997 | 31.5523 | 34.0748 | 36.0473 | 37.9064 | 39.5997
OR | C&I | Battery DLC | Non Spinning Reserves | 0 | 2.1626 | 4.3835 | 7.0407 | 7.5295 | 7.9892 | 8.542 | 9.0715 | 9.6475 | 10.1072 | 11.2652 | 13.3075 | 15.3499 | 17.3923 | 19.3998 | 21.0349 | 22.7165 | 24.0316 | 25.271 | 26.3998 | 0 | 2.1626 | 4.3835 | 7.0407 | 7.5295 | 7.9892 | 8.542 | 9.0715 | 9.6475 | 10.1072 | 11.2652 | 13.3075 | 15.3499 | 17.3923 | 19.3998 | 21.0349 | 22.7165 | 24.0316 | 25.271 | 26.3998
OR | C&I | Battery DLC | Regulation | 0 | 3.244 | 6.5752 | 10.5611 | 11.2942 | 11.9838 | 12.8129 | 13.6072 | 14.4713 | 15.1608 | 16.8977 | 19.9613 | 23.0249 | 26.0885 | 29.0997 | 31.5523 | 34.0748 | 36.0473 | 37.9064 | 39.5997 | 0 | 3.244 | 6.5752 | 10.5611 | 11.2942 | 11.9838 | 12.8129 | 13.6072 | 14.4713 | 15.1608 | 16.8977 | 19.9613 | 23.0249 | 26.0885 | 29.0997 | 31.5523 | 34.0748 | 36.0473 | 37.9064 | 39.5997
OR | C&I | Battery DLC | Spinning Reserves | 0 | 2.1626 | 4.3835 | 7.0407 | 7.5295 | 7.9892 | 8.542 | 9.0715 | 9.6475 | 10.1072 | 11.2652 | 13.3075 | 15.3499 | 17.3923 | 19.3998 | 21.0349 | 22.7165 | 24.0316 | 25.271 | 26.3998 | 0 | 2.1626 | 4.3835 | 7.0407 | 7.5295 | 7.9892 | 8.542 | 9.0715 | 9.6475 | 10.1072 | 11.2652 | 13.3075 | 15.3499 | 17.3923 | 19.3998 | 21.0349 | 22.7165 | 24.0316 | 25.271 | 26.3998
OR | C&I | Grid Interactive Water Heater | Capacity & Energy | 0 | 0.36675 | 0.85391 | 1.3318 | 1.846 | 2.0425 | 2.4714 | 2.7643 | 2.7599 | 2.9324 | 3.1979 | 3.2632 | 3.6331 | 3.4266 | 3.4449 | 3.3104 | 3.5208 | 3.8193 | 3.9143 | 3.2005 | 0 | 0.60443 | 1.501 | 2.6317 | 3.2118 | 3.6917 | 4.1518 | 4.8336 | 4.6586 | 5.2177 | 5.5641 | 5.809 | 5.9875 | 6.0232 | 5.8149 | 5.8904 | 6.3639 | 6.4161 | 6.4509 | 6.3851
OR | C&I | Grid Interactive Water Heater | EIM Capacity & Energy | 0 | 0.36675 | 0.85391 | 1.3318 | 1.846 | 2.0425 | 2.4714 | 2.7643 | 2.7599 | 2.9324 | 3.1979 | 3.2632 | 3.6331 | 3.4266 | 3.4449 | 3.3104 | 3.5208 | 3.8193 | 3.9143 | 3.2005 | 0 | 0.60443 | 1.501 | 2.6317 | 3.2118 | 3.6917 | 4.1518 | 4.8336 | 4.6586 | 5.2177 | 5.5641 | 5.809 | 5.9875 | 6.0232 | 5.8149 | 5.8904 | 6.3639 | 6.4161 | 6.4509 | 6.3851
OR | C&I | Grid Interactive Water Heater | EIM Capacity & Energy FMM | 0 | 0.36675 | 0.85391 | 1.3318 | 1.846 | 2.0425 | 2.4714 | 2.7643 | 2.7599 | 2.9324 | 3.1979 | 3.2632 | 3.6331 | 3.4266 | 3.4449 | 3.3104 | 3.5208 | 3.8193 | 3.9143 | 3.2005 | 0 | 0.60443 | 1.501 | 2.6317 | 3.2118 | 3.6917 | 4.1518 | 4.8336 | 4.6586 | 5.2177 | 5.5641 | 5.809 | 5.9875 | 6.0232 | 5.8149 | 5.8904 | 6.3639 | 6.4161 | 6.4509 | 6.3851
OR | C&I | Grid Interactive Water Heater | EIM Capacity & Energy RTD | 0 | 0.51425 | 1.1934 | 1.8541 | 2.5584 | 2.8161 | 3.3874 | 3.7644 | 3.7329 | 3.9369 | 4.2592 | 4.31 | 4.7574 | 4.4492 | 4.4373 | 4.2323 | 4.4596 | 4.7973 | 4.8831 | 3.9706 | 0 | 0.8475 | 2.0977 | 3.6638 | 4.4515 | 5.09 | 5.6906 | 6.5825 | 6.301 | 7.0051 | 7.4106 | 7.6725 | 7.8405 | 7.8208 | 7.49 | 7.5307 | 8.0607 | 8.0591 | 8.0477 | 7.9215
OR | C&I | Grid Interactive Water Heater | Frequency Response | 0 | 0.51425 | 1.1934 | 1.8541 | 2.5584 | 2.8161 | 3.3874 | 3.7644 | 3.7329 | 3.9369 | 4.2592 | 4.31 | 4.7574 | 4.4492 | 4.4373 | 4.2323 | 4.4596 | 4.7973 | 4.8831 | 3.9706 | 0 | 0.8475 | 2.0977 | 3.6638 | 4.4515 | 5.09 | 5.6906 | 6.5825 | 6.301 | 7.0051 | 7.4106 | 7.6725 | 7.8405 | 7.8208 | 7.49 | 7.5307 | 8.0607 | 8.0591 | 8.0477 | 7.9215
OR | C&I | Grid Interactive Water Heater | Non Spinning Reserves | 0 | 0.36675 | 0.85391 | 1.3318 | 1.846 | 2.0425 | 2.4714 | 2.7643 | 2.7599 | 2.9324 | 3.1979 | 3.2632 | 3.6331 | 3.4266 | 3.4449 | 3.3104 | 3.5208 | 3.8193 | 3.9143 | 3.2005 | 0 | 0.60443 | 1.501 | 2.6317 | 3.2118 | 3.6917 | 4.1518 | 4.8336 | 4.6586 | 5.2177 | 5.5641 | 5.809 | 5.9875 | 6.0232 | 5.8149 | 5.8904 | 6.3639 | 6.4161 | 6.4509 | 6.3851
OR | C&I | Grid Interactive Water Heater | Regulation | 0 | 0.51425 | 1.1934 | 1.8541 | 2.5584 | 2.8161 | 3.3874 | 3.7644 | 3.7329 | 3.9369 | 4.2592 | 4.31 | 4.7574 | 4.4492 | 4.4373 | 4.2323 | 4.4596 | 4.7973 | 4.8831 | 3.9706 | 0 | 0.8475 | 2.0977 | 3.6638 | 4.4515 | 5.09 | 5.6906 | 6.5825 | 6.301 | 7.0051 | 7.4106 | 7.6725 | 7.8405 | 7.8208 | 7.49 | 7.5307 | 8.0607 | 8.0591 | 8.0477 | 7.9215
OR | C&I | Grid Interactive Water Heater | Spinning Reserves | 0 | 0.36675 | 0.85391 | 1.3318 | 1.846 | 2.0425 | 2.4714 | 2.7643 | 2.7599 | 2.9324 | 3.1979 | 3.2632 | 3.6331 | 3.4266 | 3.4449 | 3.3104 | 3.5208 | 3.8193 | 3.9143 | 3.2005 | 0 | 0.60443 | 1.501 | 2.6317 | 3.2118 | 3.6917 | 4.1518 | 4.8336 | 4.6586 | 5.2177 | 5.5641 | 5.809 | 5.9875 | 6.0232 | 5.8149 | 5.8904 | 6.3639 | 6.4161 | 6.4509 | 6.3851
OR | C&I | HVAC - DLC | Capacity & Energy | 0 | 1.9906 | 3.712 | 4.9814 | 5.3169 | 4.9428 | 5.0419 | 5.2015 | 4.4315 | 4.1699 | 4.0932 | 3.8189 | 3.7642 | 3.4372 | 3.3225 | 3.0363 | 3.1536 | 3.2956 | 3.2875 | 2.9784 | 0 | 0.68054 | 1.3626 | 2.082 | 2.1099 | 2.0067 | 1.9469 | 2.0132 | 1.9245 | 1.9777 | 1.9607 | 1.8734 | 1.7982 | 1.7845 | 1.7711 | 1.8119 | 1.752 | 1.7071 | 1.7016 | 1.7306
OR | C&I | HVAC - DLC | EIM Capacity & Energy | 0 | 1.9906 | 3.712 | 4.9814 | 5.3169 | 4.9428 | 5.0419 | 5.2015 | 4.4315 | 4.1699 | 4.0932 | 3.8189 | 3.7642 | 3.4372 | 3.3225 | 3.0363 | 3.1536 | 3.2956 | 3.2875 | 2.9784 | 0 | 0.68054 | 1.3626 | 2.082 | 2.1099 | 2.0067 | 1.9469 | 2.0132 | 1.9245 | 1.9777 | 1.9607 | 1.8734 | 1.7982 | 1.7845 | 1.7711 | 1.8119 | 1.752 | 1.7071 | 1.7016 | 1.7306
OR | C&I | HVAC - DLC | EIM Capacity & Energy FMM | 0 | 1.9906 | 3.712 | 4.9814 | 5.3169 | 4.9428 | 5.0419 | 5.2015 | 4.4315 | 4.1699 | 4.0932 | 3.8189 | 3.7642 | 3.4372 | 3.3225 | 3.0363 | 3.1536 | 3.2956 | 3.2875 | 2.9784 | 0 | 0.68054 | 1.3626 | 2.082 | 2.1099 | 2.0067 | 1.9469 | 2.0132 | 1.9245 | 1.9777 | 1.9607 | 1.8734 | 1.7982 | 1.7845 | 1.7711 | 1.8119 | 1.752 | 1.7071 | 1.7016 | 1.7306
OR | C&I | HVAC - DLC | EIM Capacity & Energy RTD | 0 | 2.4908 | 4.645 | 6.2336 | 6.6534 | 6.1861 | 6.3104 | 6.5098 | 5.547 | 5.2201 | 5.1244 | 4.782 | 4.7141 | 4.3052 | 4.1617 | 3.8038 | 3.9511 | 4.1292 | 4.1193 | 3.7316 | 0 | 0.85292 | 1.7078 | 2.6093 | 2.6444 | 2.5155 | 2.4408 | 2.5239 | 2.4128 | 2.4797 | 2.4585 | 2.3495 | 2.2556 | 2.2385 | 2.2218 | 2.273 | 2.1984 | 2.1424 | 2.1357 | 2.1719
OR | C&I | HVAC - DLC | Frequency Response | 0 | 2.4737 | 4.6122 | 6.1894 | 6.6062 | 6.1372 | 6.2597 | 6.4613 | 5.5009 | 5.1747 | 5.0792 | 4.7356 | 4.6662 | 4.2598 | 4.1183 | 3.7625 | 3.9077 | 4.0847 | 4.0754 | 3.6942 | 0 | 0.090587 | 0.18326 | 0.25646 | 0.26936 | 0.26449 | 0.26462 | 0.27296 | 0.24814 | 0.25867 | 0.26622 | 0.26334 | 0.26444 | 0.26624 | 0.25456 | 0.25795 | 0.27055 | 0.27302 | 0.27489 | 0.27871
OR | C&I | HVAC - DLC | Non Spinning Reserves | 0 | 1.9906 | 3.712 | 4.9814 | 5.3169 | 4.9428 | 5.0419 | 5.2015 | 4.4315 | 4.1699 | 4.0932 | 3.8189 | 3.7642 | 3.4372 | 3.3225 | 3.0363 | 3.1536 | 3.2956 | 3.2875 | 2.9784 | 0 | 0.68054 | 1.3626 | 2.082 | 2.1099 | 2.0067 | 1.9469 | 2.0132 | 1.9245 | 1.9777 | 1.9607 | 1.8734 | 1.7982 | 1.7845 | 1.7711 | 1.8119 | 1.752 | 1.7071 | 1.7016 | 1.7306
OR | C&I | HVAC - DLC | Regulation | 0 | 2.4908 | 4.645 | 6.2336 | 6.6534 | 6.1861 | 6.3104 | 6.5098 | 5.547 | 5.2201 | 5.1244 | 4.782 | 4.7141 | 4.3052 | 4.1617 | 3.8038 | 3.9511 | 4.1292 | 4.1193 | 3.7316 | 0 | 0.85292 | 1.7078 | 2.6093 | 2.6444 | 2.5155 | 2.4408 | 2.5239 | 2.4128 | 2.4797 | 2.4585 | 2.3495 | 2.2556 | 2.2385 | 2.2218 | 2.273 | 2.1984 | 2.1424 | 2.1357 | 2.1719
OR | C&I | HVAC - DLC | Spinning Reserves | 0 | 1.9906 | 3.712 | 4.9814 | 5.3169 | 4.9428 | 5.0419 | 5.2015 | 4.4315 | 4.1699 | 4.0932 | 3.8189 | 3.7642 | 3.4372 | 3.3225 | 3.0363 | 3.1536 | 3.2956 | 3.2875 | 2.9784 | 0 | 0.68054 | 1.3626 | 2.082 | 2.1099 | 2.0067 | 1.9469 | 2.0132 | 1.9245 | 1.9777 | 1.9607 | 1.8734 | 1.7982 | 1.7845 | 1.7711 | 1.8119 | 1.752 | 1.7071 | 1.7016 | 1.7306
OR | C&I | Pool Pump - DLC | Capacity & Energy | 0 | 0.0023247 | 0.0064285 | 0.012089 | 0.017509 | 0.020733 | 0.025147 | 0.028465 | 0.032518 | 0.03701 | 0.042974 | 0.046838 | 0.053344 | 0.054707 | 0.056767 | 0.055135 | 0.05819 | 0.060767 | 0.060783 | 0.054264 | 0 | 0.0024198 | 0.0068489 | 0.014079 | 0.018902 | 0.022537 | 0.026157 | 0.031155 | 0.034893 | 0.041069 | 0.046393 | 0.051326 | 0.055525 | 0.058284 | 0.060913 | 0.061183 | 0.063251 | 0.063208 | 0.063268 | 0.062133
OR | C&I | Pool Pump - DLC | EIM Capacity & Energy | 0 | 0.0023247 | 0.0064285 | 0.012089 | 0.017509 | 0.020733 | 0.025147 | 0.028465 | 0.032518 | 0.03701 | 0.042974 | 0.046838 | 0.053344 | 0.054707 | 0.056767 | 0.055135 | 0.05819 | 0.060767 | 0.060783 | 0.054264 | 0 | 0.0024198 | 0.0068489 | 0.014079 | 0.018902 | 0.022537 | 0.026157 | 0.031155 | 0.034893 | 0.041069 | 0.046393 | 0.051326 | 0.055525 | 0.058284 | 0.060913 | 0.061183 | 0.063251 | 0.063208 | 0.063268 | 0.062133
OR | C&I | Pool Pump - DLC | EIM Capacity & Energy FMM | 0 | 0.0023247 | 0.0064285 | 0.012089 | 0.017509 | 0.020733 | 0.025147 | 0.028465 | 0.032518 | 0.03701 | 0.042974 | 0.046838 | 0.053344 | 0.054707 | 0.056767 | 0.055135 | 0.05819 | 0.060767 | 0.060783 | 0.054264 | 0 | 0.0024198 | 0.0068489 | 0.014079 | 0.018902 | 0.022537 | 0.026157 | 0.031155 | 0.034893 | 0.041069 | 0.046393 | 0.051326 | 0.055525 | 0.058284 | 0.060913 | 0.061183 | 0.063251 | 0.063208 | 0.063268 | 0.062133
OR | C&I | Pool Pump - DLC | EIM Capacity & Energy RTD | 0 | 0.0026236 | 0.007255 | 0.013643 | 0.019761 | 0.023399 | 0.02838 | 0.032124 | 0.036699 | 0.041768 | 0.0485 | 0.052861 | 0.060202 | 0.06174 | 0.064065 | 0.062224 | 0.065671 | 0.06858 | 0.068597 | 0.061241 | 0 | 0.0027309 | 0.0077294 | 0.01589 | 0.021332 | 0.025434 | 0.02952 | 0.035161 | 0.039379 | 0.04635 | 0.052357 | 0.057925 | 0.062664 | 0.065778 | 0.068744 | 0.069049 | 0.071383 | 0.071335 | 0.071403 | 0.070122
OR | C&I | Pool Pump - DLC | Frequency Response | 0 | 0.0026236 | 0.007255 | 0.013643 | 0.019761 | 0.023399 | 0.02838 | 0.032124 | 0.036699 | 0.041768 | 0.0485 | 0.052861 | 0.060202 | 0.06174 | 0.064065 | 0.062224 | 0.065671 | 0.06858 | 0.068597 | 0.061241 | 0 | 0.0027309 | 0.0077294 | 0.01589 | 0.021332 | 0.025434 | 0.02952 | 0.035161 | 0.039379 | 0.04635 | 0.052357 | 0.057925 | 0.062664 | 0.065778 | 0.068744 | 0.069049 | 0.071383 | 0.071335 | 0.071403 | 0.070122
OR | C&I | Pool Pump - DLC | Non Spinning Reserves | 0 | 0.0023247 | 0.0064285 | 0.012089 | 0.017509 | 0.020733 | 0.025147 | 0.028465 | 0.032518 | 0.03701 | 0.042974 | 0.046838 | 0.053344 | 0.054707 | 0.056767 | 0.055135 | 0.05819 | 0.060767 | 0.060783 | 0.054264 | 0 | 0.0024198 | 0.0068489 | 0.014079 | 0.018902 | 0.022537 | 0.026157 | 0.031155 | 0.034893 | 0.041069 | 0.046393 | 0.051326 | 0.055525 | 0.058284 | 0.060913 | 0.061183 | 0.063251 | 0.063208 | 0.063268 | 0.062133
OR | C&I | Pool Pump - DLC | Regulation | 0 | 0.0026236 | 0.007255 | 0.013643 | 0.019761 | 0.023399 | 0.02838 | 0.032124 | 0.036699 | 0.041768 | 0.0485 | 0.052861 | 0.060202 | 0.06174 | 0.064065 | 0.062224 | 0.065671 | 0.06858 | 0.068597 | 0.061241 | 0 | 0.0027309 | 0.0077294 | 0.01589 | 0.021332 | 0.025434 | 0.02952 | 0.035161 | 0.039379 | 0.04635 | 0.052357 | 0.057925 | 0.062664 | 0.065778 | 0.068744 | 0.069049 | 0.071383 | 0.071335 | 0.071403 | 0.070122
OR | C&I | Pool Pump - DLC | Spinning Reserves | 0 | 0.0023247 | 0.0064285 | 0.012089 | 0.017509 | 0.020733 | 0.025147 | 0.028465 | 0.032518 | 0.03701 | 0.042974 | 0.046838 | 0.053344 | 0.054707 | 0.056767 | 0.055135 | 0.05819 | 0.060767 | 0.060783 | 0.054264 | 0 | 0.0024198 | 0.0068489 | 0.014079 | 0.018902 | 0.022537 | 0.026157 | 0.031155 | 0.034893 | 0.041069 | 0.046393 | 0.051326 | 0.055525 | 0.058284 | 0.060913 | 0.061183 | 0.063251 | 0.063208 | 0.063268 | 0.062133
OR | C&I | Smart Thermostats | Capacity & Energy | 0 | 2.0578 | 4.1949 | 6.14 | 7.147 | 7.1447 | 7.7784 | 8.5264 | 7.6436 | 7.6017 | 7.8244 | 7.5947 | 7.7384 | 7.2613 | 6.9409 | 6.2536 | 6.3982 | 6.6082 | 6.5165 | 5.8554 | 0 | 0.94306 | 2.0346 | 3.3491 | 3.6347 | 3.6539 | 3.7085 | 3.9908 | 3.9561 | 4.1904 | 4.2712 | 4.1781 | 4.0992 | 4.1657 | 4.2203 | 4.3628 | 4.1185 | 3.9547 | 3.9114 | 3.9708
OR | C&I | Smart Thermostats | EIM Capacity & Energy | 0 | 2.0578 | 4.1949 | 6.14 | 7.147 | 7.1447 | 7.7784 | 8.5264 | 7.6436 | 7.6017 | 7.8244 | 7.5947 | 7.7384 | 7.2613 | 6.9409 | 6.2536 | 6.3982 | 6.6082 | 6.5165 | 5.8554 | 0 | 0.94306 | 2.0346 | 3.3491 | 3.6347 | 3.6539 | 3.7085 | 3.9908 | 3.9561 | 4.1904 | 4.2712 | 4.1781 | 4.0992 | 4.1657 | 4.2203 | 4.3628 | 4.1185 | 3.9547 | 3.9114 | 3.9708
OR | C&I | Smart Thermostats | EIM Capacity & Energy FMM | 0 | 2.0578 | 4.1949 | 6.14 | 7.147 | 7.1447 | 7.7784 | 8.5264 | 7.6436 | 7.6017 | 7.8244 | 7.5947 | 7.7384 | 7.2613 | 6.9409 | 6.2536 | 6.3982 | 6.6082 | 6.5165 | 5.8554 | 0 | 0.94306 | 2.0346 | 3.3491 | 3.6347 | 3.6539 | 3.7085 | 3.9908 | 3.9561 | 4.1904 | 4.2712 | 4.1781 | 4.0992 | 4.1657 | 4.2203 | 4.3628 | 4.1185 | 3.9547 | 3.9114 | 3.9708
OR | C&I | Smart Thermostats | EIM Capacity & Energy RTD | 0 | 2.4498 | 4.9939 | 7.3096 | 8.5083 | 8.5056 | 9.26 | 10.1505 | 9.0996 | 9.0497 | 9.3148 | 9.0414 | 9.2124 | 8.6444 | 8.263 | 7.4447 | 7.6169 | 7.8669 | 7.7577 | 6.9707 | 0 | 1.1227 | 2.4222 | 3.987 | 4.327 | 4.3498 | 4.4149 | 4.751 | 4.7096 | 4.9886 | 5.0848 | 4.9739 | 4.88 | 4.9592 | 5.0242 | 5.1938 | 4.903 | 4.708 | 4.6564 | 4.7272
OR | C&I | Smart Thermostats | Frequency Response | 0 | 2.4296 | 4.9495 | 7.242 | 8.4276 | 8.415 | 9.1603 | 10.0503 | 9.0001 | 8.9485 | 9.2109 | 8.9321 | 9.0964 | 8.532 | 8.1534 | 7.3383 | 7.5025 | 7.7475 | 7.6372 | 6.8655 | 0 | 0.021545 | 0.05161 | 0.060094 | 0.075613 | 0.075083 | 0.081123 | 0.088316 | 0.067266 | 0.070499 | 0.082641 | 0.077392 | 0.080666 | 0.088966 | 0.060938 | 0.057813 | 0.066941 | 0.068612 | 0.067726 | 0.075262
OR | C&I | Smart Thermostats | Non Spinning Reserves | 0 | 2.0578 | 4.1949 | 6.14 | 7.147 | 7.1447 | 7.7784 | 8.5264 | 7.6436 | 7.6017 | 7.8244 | 7.5947 | 7.7384 | 7.2613 | 6.9409 | 6.2536 | 6.3982 | 6.6082 | 6.5165 | 5.8554 | 0 | 0.94306 | 2.0346 | 3.3491 | 3.6347 | 3.6539 | 3.7085 | 3.9908 | 3.9561 | 4.1904 | 4.2712 | 4.1781 | 4.0992 | 4.1657 | 4.2203 | 4.3628 | 4.1185 | 3.9547 | 3.9114 | 3.9708
OR | C&I | Smart Thermostats | Regulation | 0 | 2.4498 | 4.9939 | 7.3096 | 8.5083 | 8.5056 | 9.26 | 10.1505 | 9.0996 | 9.0497 | 9.3148 | 9.0414 | 9.2124 | 8.6444 | 8.263 | 7.4447 | 7.6169 | 7.8669 | 7.7577 | 6.9707 | 0 | 1.1227 | 2.4222 | 3.987 | 4.327 | 4.3498 | 4.4149 | 4.751 | 4.7096 | 4.9886 | 5.0848 | 4.9739 | 4.88 | 4.9592 | 5.0242 | 5.1938 | 4.903 | 4.708 | 4.6564 | 4.7272
OR | C&I | Smart Thermostats | Spinning Reserves | 0 | 2.0578 | 4.1949 | 6.14 | 7.147 | 7.1447 | 7.7784 | 8.5264 | 7.6436 | 7.6017 | 7.8244 | 7.5947 | 7.7384 | 7.2613 | 6.9409 | 6.2536 | 6.3982 | 6.6082 | 6.5165 | 5.8554 | 0 | 0.94306 | 2.0346 | 3.3491 | 3.6347 | 3.6539 | 3.7085 | 3.9908 | 3.9561 | 4.1904 | 4.2712 | 4.1781 | 4.0992 | 4.1657 | 4.2203 | 4.3628 | 4.1185 | 3.9547 | 3.9114 | 3.9708
OR | C&I | Third Party | Capacity & Energy | 0 | 8.708 | 16.9562 | 23.5574 | 26.7283 | 27.3931 | 29.898 | 31.4295 | 31.1481 | 32.7478 | 35.585 | 37.6028 | 41.7289 | 41.8503 | 43.0488 | 42.3269 | 45.9496 | 49.2009 | 50.2257 | 44.4162 | 0 | 6.6899 | 13.4999 | 20.901 | 22.1168 | 22.9373 | 23.8993 | 26.0438 | 26.1137 | 28.6327 | 30.5667 | 32.4653 | 34.1544 | 35.4729 | 37.012 | 37.9512 | 40.3332 | 40.8888 | 41.4843 | 41.2545
OR | C&I | Third Party | EIM Capacity & Energy | 0 | 7.7372 | 15.1102 | 21.0268 | 23.9605 | 24.7591 | 27.1433 | 28.503 | 28.5727 | 30.227 | 33.0065 | 35.0949 | 39.155 | 39.4088 | 40.6489 | 40.1114 | 43.6411 | 46.7934 | 47.8438 | 42.282 | 0 | 6.6558 | 13.43 | 20.8025 | 22.0119 | 22.8333 | 23.7942 | 25.9344 | 26.014 | 28.5281 | 30.4576 | 32.3568 | 34.0443 | 35.3606 | 36.9063 | 37.8441 | 40.2199 | 40.7741 | 41.3688 | 41.1369
OR | C&I | Third Party | EIM Capacity & Energy FMM | 0 | 7.7372 | 15.1102 | 21.0268 | 23.9605 | 24.7591 | 27.1433 | 28.503 | 28.5727 | 30.227 | 33.0065 | 35.0949 | 39.155 | 39.4088 | 40.6489 | 40.1114 | 43.6411 | 46.7934 | 47.8438 | 42.282 | 0 | 6.6558 | 13.43 | 20.8025 | 22.0119 | 22.8333 | 23.7942 | 25.9344 | 26.014 | 28.5281 | 30.4576 | 32.3568 | 34.0443 | 35.3606 | 36.9063 | 37.8441 | 40.2199 | 40.7741 | 41.3688 | 41.1369
OR | C&I | Third Party | EIM Capacity & Energy RTD | 0 | 6.9131 | 13.5086 | 18.8595 | 21.5737 | 22.2376 | 24.514 | 26.0614 | 26.2095 | 27.9178 | 30.7467 | 32.7879 | 36.7933 | 37.221 | 38.6118 | 38.1434 | 41.5067 | 44.556 | 45.5456 | 40.3111 | 0 | 5.8785 | 11.8723 | 18.3748 | 19.4949 | 20.2962 | 21.2602 | 23.315 | 23.5387 | 25.9577 | 27.9087 | 29.8395 | 31.5842 | 32.9729 | 34.5366 | 35.4625 | 37.7515 | 38.2851 | 38.8444 | 38.5972
OR | C&I | Third Party | Frequency Response | 0 | 4.8338 | 9.3907 | 12.9761 | 14.7316 | 14.8264 | 15.9578 | 16.4952 | 15.9713 | 16.3683 | 17.2469 | 17.6335 | 19.076 | 18.6015 | 18.6891 | 18.0215 | 19.1285 | 20.273 | 20.6915 | 18.0584 | 0 | 4.4464 | 8.9399 | 13.6932 | 14.379 | 14.7585 | 15.1611 | 16.2355 | 15.8218 | 16.8307 | 17.482 | 18.0879 | 18.6158 | 18.8679 | 19.1311 | 19.0689 | 20.1921 | 20.2621 | 20.4526 | 20.08
OR | C&I | Third Party | Non Spinning Reserves | 0 | 7.7372 | 15.1102 | 21.0268 | 23.9605 | 24.7591 | 27.1433 | 28.503 | 28.5727 | 30.227 | 33.0065 | 35.0949 | 39.155 | 39.4088 | 40.6489 | 40.1114 | 43.6411 | 46.7934 | 47.8438 | 42.282 | 0 | 6.6558 | 13.43 | 20.8025 | 22.0119 | 22.8333 | 23.7942 | 25.9344 | 26.014 | 28.5281 | 30.4576 | 32.3568 | 34.0443 | 35.3606 | 36.9063 | 37.8441 | 40.2199 | 40.7741 | 41.3688 | 41.1369
OR | C&I | Third Party | Regulation | 0 | 8.26 | 16.0705 | 22.3202 | 25.4415 | 26.0205 | 28.4233 | 29.7832 | 29.6944 | 31.2299 | 34.025 | 35.8469 | 39.8487 | 39.9751 | 41.2219 | 40.5295 | 43.9843 | 47.1307 | 48.1197 | 42.5635 | 0 | 6.9311 | 13.941 | 21.5533 | 22.6911 | 23.4422 | 24.3292 | 26.414 | 26.4187 | 28.8043 | 30.6178 | 32.4094 | 33.9719 | 35.1968 | 36.6937 | 37.5133 | 39.8119 | 40.3064 | 40.8561 | 40.5952
OR | C&I | Third Party | Spinning Reserves | 0 | 7.7372 | 15.1102 | 21.0268 | 23.9605 | 24.7591 | 27.1433 | 28.503 | 28.5727 | 30.227 | 33.0065 | 35.0949 | 39.155 | 39.4088 | 40.6489 | 40.1114 | 43.6411 | 46.7934 | 47.8438 | 42.282 | 0 | 6.6558 | 13.43 | 20.8025 | 22.0119 | 22.8333 | 23.7942 | 25.9344 | 26.014 | 28.5281 | 30.4576 | 32.3568 | 34.0443 | 35.3606 | 36.9063 | 37.8441 | 40.2199 | 40.7741 | 41.3688 | 41.1369
OR | C&I | Water Heater - DLC | Capacity & Energy | 0 | 0.62223 | 1.0537 | 1.2384 | 1.3212 | 1.137 | 1.0747 | 0.93729 | 0.72223 | 0.60515 | 0.52843 | 0.43683 | 0.39768 | 0.30864 | 0.25659 | 0.2047 | 0.18181 | 0.16502 | 0.14153 | 0.096865 | 0 | 1.0255 | 1.8521 | 2.4472 | 2.2988 | 2.0551 | 1.8054 | 1.639 | 1.2191 | 1.0768 | 0.91941 | 0.77762 | 0.65539 | 0.54253 | 0.43312 | 0.36423 | 0.32862 | 0.27722 | 0.23325 | 0.19325
OR | C&I | Water Heater - DLC | EIM Capacity & Energy | 0 | 0.62223 | 1.0537 | 1.2384 | 1.3212 | 1.137 | 1.0747 | 0.93729 | 0.72223 | 0.60515 | 0.52843 | 0.43683 | 0.39768 | 0.30864 | 0.25659 | 0.2047 | 0.18181 | 0.16502 | 0.14153 | 0.096865 | 0 | 1.0255 | 1.8521 | 2.4472 | 2.2988 | 2.0551 | 1.8054 | 1.639 | 1.2191 | 1.0768 | 0.91941 | 0.77762 | 0.65539 | 0.54253 | 0.43312 | 0.36423 | 0.32862 | 0.27722 | 0.23325 | 0.19325
OR | C&I | Water Heater - DLC | EIM Capacity & Energy FMM | 0 | 0.62223 | 1.0537 | 1.2384 | 1.3212 | 1.137 | 1.0747 | 0.93729 | 0.72223 | 0.60515 | 0.52843 | 0.43683 | 0.39768 | 0.30864 | 0.25659 | 0.2047 | 0.18181 | 0.16502 | 0.14153 | 0.096865 | 0 | 1.0255 | 1.8521 | 2.4472 | 2.2988 | 2.0551 | 1.8054 | 1.639 | 1.2191 | 1.0768 | 0.91941 | 0.77762 | 0.65539 | 0.54253 | 0.43312 | 0.36423 | 0.32862 | 0.27722 | 0.23325 | 0.19325
OR | C&I | Water Heater - DLC | EIM Capacity & Energy RTD | 0 | 0.90941 | 1.54 | 1.81 | 1.931 | 1.6618 | 1.5707 | 1.3699 | 1.0556 | 0.88444 | 0.77231 | 0.63844 | 0.58122 | 0.4511 | 0.37502 | 0.29918 | 0.26572 | 0.24118 | 0.20685 | 0.14157 | 0 | 1.4988 | 2.7069 | 3.5767 | 3.3598 | 3.0036 | 2.6387 | 2.3954 | 1.7818 | 1.5737 | 1.3438 | 1.1365 | 0.95788 | 0.79294 | 0.63302 | 0.53234 | 0.48029 | 0.40517 | 0.34091 | 0.28244
OR | C&I | Water Heater - DLC | Frequency Response | 0 | 0.90941 | 1.54 | 1.81 | 1.931 | 1.6618 | 1.5707 | 1.3699 | 1.0556 | 0.88444 | 0.77231 | 0.63844 | 0.58122 | 0.4511 | 0.37502 | 0.29918 | 0.26572 | 0.24118 | 0.20685 | 0.14157 | 0 | 1.4988 | 2.7069 | 3.5767 | 3.3598 | 3.0036 | 2.6387 | 2.3954 | 1.7818 | 1.5737 | 1.3438 | 1.1365 | 0.95788 | 0.79294 | 0.63302 | 0.53234 | 0.48029 | 0.40517 | 0.34091 | 0.28244
OR | C&I | Water Heater - DLC | Non Spinning Reserves | 0 | 0.62223 | 1.0537 | 1.2384 | 1.3212 | 1.137 | 1.0747 | 0.93729 | 0.72223 | 0.60515 | 0.52843 | 0.43683 | 0.39768 | 0.30864 | 0.25659 | 0.2047 | 0.18181 | 0.16502 | 0.14153 | 0.096865 | 0 | 1.0255 | 1.8521 | 2.4472 | 2.2988 | 2.0551 | 1.8054 | 1.639 | 1.2191 | 1.0768 | 0.91941 | 0.77762 | 0.65539 | 0.54253 | 0.43312 | 0.36423 | 0.32862 | 0.27722 | 0.23325 | 0.19325
OR | C&I | Water Heater - DLC | Regulation | 0 | 0.90941 | 1.54 | 1.81 | 1.931 | 1.6618 | 1.5707 | 1.3699 | 1.0556 | 0.88444 | 0.77231 | 0.63844 | 0.58122 | 0.4511 | 0.37502 | 0.29918 | 0.26572 | 0.24118 | 0.20685 | 0.14157 | 0 | 1.4988 | 2.7069 | 3.5767 | 3.3598 | 3.0036 | 2.6387 | 2.3954 | 1.7818 | 1.5737 | 1.3438 | 1.1365 | 0.95788 | 0.79294 | 0.63302 | 0.53234 | 0.48029 | 0.40517 | 0.34091 | 0.28244
OR | C&I | Water Heater - DLC | Spinning Reserves | 0 | 0.62223 | 1.0537 | 1.2384 | 1.3212 | 1.137 | 1.0747 | 0.93729 | 0.72223 | 0.60515 | 0.52843 | 0.43683 | 0.39768 | 0.30864 | 0.25659 | 0.2047 | 0.18181 | 0.16502 | 0.14153 | 0.096865 | 0 | 1.0255 | 1.8521 | 2.4472 | 2.2988 | 2.0551 | 1.8054 | 1.639 | 1.2191 | 1.0768 | 0.91941 | 0.77762 | 0.65539 | 0.54253 | 0.43312 | 0.36423 | 0.32862 | 0.27722 | 0.23325 | 0.19325
OR | Irrigation | Irrigation DLC | Capacity & Energy | 0 | 2.2643 | 4.3589 | 4.7326 | 4.7886 | 4.581 | 4.5747 | 4.685 | 4.8613 | 4.722 | 4.7336 | 4.6288 | 4.4529 | 4.2461 | 4.7582 | 4.6047 | 4.4152 | 4.3994 | 4.3291 | 4.1994 | 0 | 0.00021975 | 0.00048511 | 0.00020128 | 0.00027087 | 0.00028532 | 0.00029784 | 0.00040535 | 0.00019641 | 0.00017393 | 0.00026761 | 0.0002834 | 0.00039688 | 0.00047436 | 0.00019143 | 0.00016853 | 0.00027484 | 0.00028642 | 0.00038685 | 0.00046848
OR | Irrigation | Irrigation DLC | EIM Capacity & Energy | 0 | 2.2643 | 4.3589 | 4.7326 | 4.7886 | 4.581 | 4.5747 | 4.685 | 4.8613 | 4.722 | 4.7336 | 4.6288 | 4.4529 | 4.2461 | 4.7582 | 4.6047 | 4.4152 | 4.3994 | 4.3291 | 4.1994 | 0 | 0.00021975 | 0.00048511 | 0.00020128 | 0.00027087 | 0.00028532 | 0.00029784 | 0.00040535 | 0.00019641 | 0.00017393 | 0.00026761 | 0.0002834 | 0.00039688 | 0.00047436 | 0.00019143 | 0.00016853 | 0.00027484 | 0.00028642 | 0.00038685 | 0.00046848
OR | Irrigation | Irrigation DLC | EIM Capacity & Energy FMM | 0 | 2.2643 | 4.3589 | 4.7326 | 4.7886 | 4.581 | 4.5747 | 4.685 | 4.8613 | 4.722 | 4.7336 | 4.6288 | 4.4529 | 4.2461 | 4.7582 | 4.6047 | 4.4152 | 4.3994 | 4.3291 | 4.1994 | 0 | 0.00021975 | 0.00048511 | 0.00020128 | 0.00027087 | 0.00028532 | 0.00029784 | 0.00040535 | 0.00019641 | 0.00017393 | 0.00026761 | 0.0002834 | 0.00039688 | 0.00047436 | 0.00019143 | 0.00016853 | 0.00027484 | 0.00028642 | 0.00038685 | 0.00046848
OR | Irrigation | Irrigation DLC | EIM Capacity & Energy RTD | 0 | 2.2643 | 4.3589 | 4.7326 | 4.7886 | 4.581 | 4.5747 | 4.685 | 4.8613 | 4.722 | 4.7336 | 4.6288 | 4.4529 | 4.2461 | 4.7582 | 4.6047 | 4.4152 | 4.3994 | 4.3291 | 4.1994 | 0 | 0.00021975 | 0.00048511 | 0.00020128 | 0.00027087 | 0.00028532 | 0.00029784 | 0.00040535 | 0.00019641 | 0.00017393 | 0.00026761 | 0.0002834 | 0.00039688 | 0.00047436 | 0.00019143 | 0.00016853 | 0.00027484 | 0.00028642 | 0.00038685 | 0.00046848
OR | Irrigation | Irrigation DLC | Frequency Response | 0 | 2.2643 | 4.3589 | 4.7326 | 4.7886 | 4.581 | 4.5747 | 4.685 | 4.8613 | 4.722 | 4.7336 | 4.6288 | 4.4529 | 4.2461 | 4.7582 | 4.6047 | 4.4152 | 4.3994 | 4.3291 | 4.1994 | 0 | 0.00021975 | 0.00048511 | 0.00020128 | 0.00027087 | 0.00028532 | 0.00029784 | 0.00040535 | 0.00019641 | 0.00017393 | 0.00026761 | 0.0002834 | 0.00039688 | 0.00047436 | 0.00019143 | 0.00016853 | 0.00027484 | 0.00028642 | 0.00038685 | 0.00046848
OR | Irrigation | Irrigation DLC | Non Spinning Reserves | 0 | 2.2643 | 4.3589 | 4.7326 | 4.7886 | 4.581 | 4.5747 | 4.685 | 4.8613 | 4.722 | 4.7336 | 4.6288 | 4.4529 | 4.2461 | 4.7582 | 4.6047 | 4.4152 | 4.3994 | 4.3291 | 4.1994 | 0 | 0.00021975 | 0.00048511 | 0.00020128 | 0.00027087 | 0.00028532 | 0.00029784 | 0.00040535 | 0.00019641 | 0.00017393 | 0.00026761 | 0.0002834 | 0.00039688 | 0.00047436 | 0.00019143 | 0.00016853 | 0.00027484 | 0.00028642 | 0.00038685 | 0.00046848
OR | Irrigation | Irrigation DLC | Regulation | 0 | 2.2643 | 4.3589 | 4.7326 | 4.7886 | 4.581 | 4.5747 | 4.685 | 4.8613 | 4.722 | 4.7336 | 4.6288 | 4.4529 | 4.2461 | 4.7582 | 4.6047 | 4.4152 | 4.3994 | 4.3291 | 4.1994 | 0 | 0.00021975 | 0.00048511 | 0.00020128 | 0.00027087 | 0.00028532 | 0.00029784 | 0.00040535 | 0.00019641 | 0.00017393 | 0.00026761 | 0.0002834 | 0.00039688 | 0.00047436 | 0.00019143 | 0.00016853 | 0.00027484 | 0.00028642 | 0.00038685 | 0.00046848
OR | Irrigation | Irrigation DLC | Spinning Reserves | 0 | 2.2643 | 4.3589 | 4.7326 | 4.7886 | 4.581 | 4.5747 | 4.685 | 4.8613 | 4.722 | 4.7336 | 4.6288 | 4.4529 | 4.2461 | 4.7582 | 4.6047 | 4.4152 | 4.3994 | 4.3291 | 4.1994 | 0 | 0.00021975 | 0.00048511 | 0.00020128 | 0.00027087 | 0.00028532 | 0.00029784 | 0.00040535 | 0.00019641 | 0.00017393 | 0.00026761 | 0.0002834 | 0.00039688 | 0.00047436 | 0.00019143 | 0.00016853 | 0.00027484 | 0.00028642 | 0.00038685 | 0.00046848
OR | Residential | Battery DLC | Capacity & Energy | 0 | 1.6501 | 3.5478 | 5.6931 | 6.0744 | 6.4459 | 6.8859 | 7.4239 | 8.05 | 10.4069 | 13.2426 | 17.5744 | 21.3002 | 27.2068 | 31.764 | 36.9173 | 42.5599 | 48.9746 | 56.1621 | 62.4988 | 0 | 1.6501 | 3.5478 | 5.6931 | 6.0744 | 6.4459 | 6.8859 | 7.4239 | 8.05 | 10.4069 | 13.2426 | 17.5744 | 21.3002 | 27.2068 | 31.764 | 36.9173 | 42.5599 | 48.9746 | 56.1621 | 62.4988
OR | Residential | Battery DLC | EIM Capacity & Energy | 0 | 1.6501 | 3.5478 | 5.6931 | 6.0744 | 6.4459 | 6.8859 | 7.4239 | 8.05 | 10.4069 | 13.2426 | 17.5744 | 21.3002 | 27.2068 | 31.764 | 36.9173 | 42.5599 | 48.9746 | 56.1621 | 62.4988 | 0 | 1.6501 | 3.5478 | 5.6931 | 6.0744 | 6.4459 | 6.8859 | 7.4239 | 8.05 | 10.4069 | 13.2426 | 17.5744 | 21.3002 | 27.2068 | 31.764 | 36.9173 | 42.5599 | 48.9746 | 56.1621 | 62.4988
OR | Residential | Battery DLC | EIM Capacity & Energy FMM | 0 | 1.6501 | 3.5478 | 5.6931 | 6.0744 | 6.4459 | 6.8859 | 7.4239 | 8.05 | 10.4069 | 13.2426 | 17.5744 | 21.3002 | 27.2068 | 31.764 | 36.9173 | 42.5599 | 48.9746 | 56.1621 | 62.4988 | 0 | 1.6501 | 3.5478 | 5.6931 | 6.0744 | 6.4459 | 6.8859 | 7.4239 | 8.05 | 10.4069 | 13.2426 | 17.5744 | 21.3002 | 27.2068 | 31.764 | 36.9173 | 42.5599 | 48.9746 | 56.1621 | 62.4988
OR | Residential | Battery DLC | EIM Capacity & Energy RTD | 0 | 2.3101 | 4.9669 | 7.9703 | 8.5042 | 9.0242 | 9.6403 | 10.3935 | 11.27 | 14.5696 | 18.5396 | 24.6042 | 29.8203 | 38.0896 | 44.4696 | 51.6842 | 59.5838 | 68.5645 | 78.627 | 87.4984 | 0 | 2.3101 | 4.9669 | 7.9703 | 8.5042 | 9.0242 | 9.6403 | 10.3935 | 11.27 | 14.5696 | 18.5396 | 24.6042 | 29.8203 | 38.0896 | 44.4696 | 51.6842 | 59.5838 | 68.5645 | 78.627 | 87.4984
OR | Residential | Battery DLC | Frequency Response | 0 | 2.3101 | 4.9669 | 7.9703 | 8.5042 | 9.0242 | 9.6403 | 10.3935 | 11.27 | 14.5696 | 18.5396 | 24.6042 | 29.8203 | 38.0896 | 44.4696 | 51.6842 | 59.5838 | 68.5645 | 78.627 | 87.4984 | 0 | 2.3101 | 4.9669 | 7.9703 | 8.5042 | 9.0242 | 9.6403 | 10.3935 | 11.27 | 14.5696 | 18.5396 | 24.6042 | 29.8203 | 38.0896 | 44.4696 | 51.6842 | 59.5838 | 68.5645 | 78.627 | 87.4984
OR | Residential | Battery DLC | Non Spinning Reserves | 0 | 1.6501 | 3.5478 | 5.6931 | 6.0744 | 6.4459 | 6.8859 | 7.4239 | 8.05 | 10.4069 | 13.2426 | 17.5744 | 21.3002 | 27.2068 | 31.764 | 36.9173 | 42.5599 | 48.9746 | 56.1621 | 62.4988 | 0 | 1.6501 | 3.5478 | 5.6931 | 6.0744 | 6.4459 | 6.8859 | 7.4239 | 8.05 | 10.4069 | 13.2426 | 17.5744 | 21.3002 | 27.2068 | 31.764 | 36.9173 | 42.5599 | 48.9746 | 56.1621 | 62.4988
OR | Residential | Battery DLC | Regulation | 0 | 2.3101 | 4.9669 | 7.9703 | 8.5042 | 9.0242 | 9.6403 | 10.3935 | 11.27 | 14.5696 | 18.5396 | 24.6042 | 29.8203 | 38.0896 | 44.4696 | 51.6842 | 59.5838 | 68.5645 | 78.627 | 87.4984 | 0 | 2.3101 | 4.9669 | 7.9703 | 8.5042 | 9.0242 | 9.6403 | 10.3935 | 11.27 | 14.5696 | 18.5396 | 24.6042 | 29.8203 | 38.0896 | 44.4696 | 51.6842 | 59.5838 | 68.5645 | 78.627 | 87.4984
OR | Residential | Battery DLC | Spinning Reserves | 0 | 1.6501 | 3.5478 | 5.6931 | 6.0744 | 6.4459 | 6.8859 | 7.4239 | 8.05 | 10.4069 | 13.2426 | 17.5744 | 21.3002 | 27.2068 | 31.764 | 36.9173 | 42.5599 | 48.9746 | 56.1621 | 62.4988 | 0 | 1.6501 | 3.5478 | 5.6931 | 6.0744 | 6.4459 | 6.8859 | 7.4239 | 8.05 | 10.4069 | 13.2426 | 17.5744 | 21.3002 | 27.2068 | 31.764 | 36.9173 | 42.5599 | 48.9746 | 56.1621 | 62.4988
OR | Residential | EV DLC | Capacity & Energy | 0 | 0.11996 | 0.33057 | 0.71005 | 0.90357 | 1.1267 | 1.4063 | 1.7862 | 2.2283 | 2.7264 | 3.3127 | 3.931 | 4.5363 | 5.2856 | 6.3864 | 7.3324 | 8.2346 | 9.2629 | 10.3216 | 11.7305 | 0 | 0.1227 | 0.34269 | 0.68306 | 0.88157 | 1.1218 | 1.4066 | 1.7586 | 2.1621 | 2.6442 | 3.232 | 3.8742 | 4.6397 | 5.4794 | 6.1966 | 7.1114 | 8.1991 | 9.2649 | 10.5569 | 11.8873
OR | Residential | EV DLC | EIM Capacity & Energy | 0 | 0.11996 | 0.33057 | 0.71005 | 0.90357 | 1.1267 | 1.4063 | 1.7862 | 2.2283 | 2.7264 | 3.3127 | 3.931 | 4.5363 | 5.2856 | 6.3864 | 7.3324 | 8.2346 | 9.2629 | 10.3216 | 11.7305 | 0 | 0.1227 | 0.34269 | 0.68306 | 0.88157 | 1.1218 | 1.4066 | 1.7586 | 2.1621 | 2.6442 | 3.232 | 3.8742 | 4.6397 | 5.4794 | 6.1966 | 7.1114 | 8.1991 | 9.2649 | 10.5569 | 11.8873
OR | Residential | EV DLC | EIM Capacity & Energy FMM | 0 | 0.11996 | 0.33057 | 0.71005 | 0.90357 | 1.1267 | 1.4063 | 1.7862 | 2.2283 | 2.7264 | 3.3127 | 3.931 | 4.5363 | 5.2856 | 6.3864 | 7.3324 | 8.2346 | 9.2629 | 10.3216 | 11.7305 | 0 | 0.1227 | 0.34269 | 0.68306 | 0.88157 | 1.1218 | 1.4066 | 1.7586 | 2.1621 | 2.6442 | 3.232 | 3.8742 | 4.6397 | 5.4794 | 6.1966 | 7.1114 | 8.1991 | 9.2649 | 10.5569 | 11.8873
OR | Residential | EV DLC | EIM Capacity & Energy RTD | 0 | 0.056383 | 0.1752 | 0.41893 | 0.58732 | 0.79996 | 1.0828 | 1.4825 | 1.894 | 2.3174 | 2.8158 | 3.3413 | 3.8559 | 4.4928 | 5.4284 | 6.2325 | 6.9995 | 7.8735 | 8.7733 | 9.9709 | 0 | 0.057669 | 0.18163 | 0.40301 | 0.57302 | 0.7965 | 1.0831 | 1.4596 | 1.8377 | 2.2476 | 2.7472 | 3.2931 | 3.9438 | 4.6575 | 5.2671 | 6.0447 | 6.9692 | 7.8752 | 8.9734 | 10.1042
OR | Residential | EV DLC | Frequency Response | 0 | 0.056383 | 0.1752 | 0.41893 | 0.58732 | 0.79996 | 1.0828 | 1.4825 | 1.894 | 2.3174 | 2.8158 | 3.3413 | 3.8559 | 4.4928 | 5.4284 | 6.2325 | 6.9995 | 7.8735 | 8.7733 | 9.9709 | 0 | 0.057669 | 0.18163 | 0.40301 | 0.57302 | 0.7965 | 1.0831 | 1.4596 | 1.8377 | 2.2476 | 2.7472 | 3.2931 | 3.9438 | 4.6575 | 5.2671 | 6.0447 | 6.9692 | 7.8752 | 8.9734 | 10.1042
OR | Residential | EV DLC | Non Spinning Reserves | 0 | 0.11996 | 0.33057 | 0.71005 | 0.90357 | 1.1267 | 1.4063 | 1.7862 | 2.2283 | 2.7264 | 3.3127 | 3.931 | 4.5363 | 5.2856 | 6.3864 | 7.3324 | 8.2346 | 9.2629 | 10.3216 | 11.7305 | 0 | 0.1227 | 0.34269 | 0.68306 | 0.88157 | 1.1218 | 1.4066 | 1.7586 | 2.1621 | 2.6442 | 3.232 | 3.8742 | 4.6397 | 5.4794 | 6.1966 | 7.1114 | 8.1991 | 9.2649 | 10.5569 | 11.8873
OR | Residential | EV DLC | Regulation | 0 | 0.11996 | 0.33057 | 0.71005 | 0.90357 | 1.1267 | 1.4063 | 1.7862 | 2.2283 | 2.7264 | 3.3127 | 3.931 | 4.5363 | 5.2856 | 6.3864 | 7.3324 | 8.2346 | 9.2629 | 10.3216 | 11.7305 | 0 | 0.1227 | 0.34269 | 0.68306 | 0.88157 | 1.1218 | 1.4066 | 1.7586 | 2.1621 | 2.6442 | 3.232 | 3.8742 | 4.6397 | 5.4794 | 6.1966 | 7.1114 | 8.1991 | 9.2649 | 10.5569 | 11.8873
OR | Residential | EV DLC | Spinning Reserves | 0 | 0.056383 | 0.1752 | 0.41893 | 0.58732 | 0.79996 | 1.0828 | 1.4825 | 1.894 | 2.3174 | 2.8158 | 3.3413 | 3.8559 | 4.4928 | 5.4284 | 6.2325 | 6.9995 | 7.8735 | 8.7733 | 9.9709 | 0 | 0.057669 | 0.18163 | 0.40301 | 0.57302 | 0.7965 | 1.0831 | 1.4596 | 1.8377 | 2.2476 | 2.7472 | 3.2931 | 3.9438 | 4.6575 | 5.2671 | 6.0447 | 6.9692 | 7.8752 | 8.9734 | 10.1042
OR | Residential | Grid Interactive Water Heater | Capacity & Energy | 0 | 2.2711 | 5.4318 | 9.6382 | 10.5121 | 11.5465 | 12.3504 | 13.0599 | 14.0763 | 14.442 | 14.605 | 14.7889 | 14.4752 | 14.466 | 14.6209 | 14.3803 | 13.9371 | 13.4728 | 13.1135 | 13.301 | 0 | 5.2504 | 12.5694 | 21.3606 | 24.6108 | 27.3069 | 29.8943 | 32.1629 | 33.8373 | 36.2847 | 37.9214 | 39.1869 | 40.3411 | 40.9238 | 40.5783 | 42.0468 | 42.5756 | 42.9285 | 43.2864 | 43.0672
OR | Residential | Grid Interactive Water Heater | EIM Capacity & Energy | 0 | 2.2711 | 5.4318 | 9.6382 | 10.5121 | 11.5465 | 12.3504 | 13.0599 | 14.0763 | 14.442 | 14.605 | 14.7889 | 14.4752 | 14.466 | 14.6209 | 14.3803 | 13.9371 | 13.4728 | 13.1135 | 13.301 | 0 | 5.2504 | 12.5694 | 21.3606 | 24.6108 | 27.3069 | 29.8943 | 32.1629 | 33.8373 | 36.2847 | 37.9214 | 39.1869 | 40.3411 | 40.9238 | 40.5783 | 42.0468 | 42.5756 | 42.9285 | 43.2864 | 43.0672
OR | Residential | Grid Interactive Water Heater | EIM Capacity & Energy FMM | 0 | 2.2711 | 5.4318 | 9.6382 | 10.5121 | 11.5465 | 12.3504 | 13.0599 | 14.0763 | 14.442 | 14.605 | 14.7889 | 14.4752 | 14.466 | 14.6209 | 14.3803 | 13.9371 | 13.4728 | 13.1135 | 13.301 | 0 | 5.2504 | 12.5694 | 21.3606 | 24.6108 | 27.3069 | 29.8943 | 32.1629 | 33.8373 | 36.2847 | 37.9214 | 39.1869 | 40.3411 | 40.9238 | 40.5783 | 42.0468 | 42.5756 | 42.9285 | 43.2864 | 43.0672
OR | Residential | Grid Interactive Water Heater | EIM Capacity & Energy RTD | 0 | 3.1745 | 7.5728 | 13.3964 | 14.5635 | 15.9328 | 16.9667 | 17.8457 | 19.1276 | 19.4833 | 19.5404 | 19.594 | 18.9836 | 18.7621 | 18.7656 | 18.2689 | 17.4328 | 16.615 | 15.9737 | 16.024 | 0 | 7.271 | 17.3404 | 29.3469 | 33.6114 | 37.0698 | 40.3101 | 43.0441 | 44.9861 | 47.7354 | 49.3336 | 50.3839 | 51.2261 | 51.372 | 50.4269 | 51.6642 | 51.5279 | 51.2962 | 51.1935 | 50.5352
OR | Residential | Grid Interactive Water Heater | Frequency Response | 0 | 3.1745 | 7.5728 | 13.3964 | 14.5635 | 15.9328 | 16.9667 | 17.8457 | 19.1276 | 19.4833 | 19.5404 | 19.594 | 18.9836 | 18.7621 | 18.7656 | 18.2689 | 17.4328 | 16.615 | 15.9737 | 16.024 | 0 | 7.271 | 17.3404 | 29.3469 | 33.6114 | 37.0698 | 40.3101 | 43.0441 | 44.9861 | 47.7354 | 49.3336 | 50.3839 | 51.2261 | 51.372 | 50.4269 | 51.6642 | 51.5279 | 51.2962 | 51.1935 | 50.5352
OR | Residential | Grid Interactive Water Heater | Non Spinning Reserves | 0 | 2.2711 | 5.4318 | 9.6382 | 10.5121 | 11.5465 | 12.3504 | 13.0599 | 14.0763 | 14.442 | 14.605 | 14.7889 | 14.4752 | 14.466 | 14.6209 | 14.3803 | 13.9371 | 13.4728 | 13.1135 | 13.301 | 0 | 5.2504 | 12.5694 | 21.3606 | 24.6108 | 27.3069 | 29.8943 | 32.1629 | 33.8373 | 36.2847 | 37.9214 | 39.1869 | 40.3411 | 40.9238 | 40.5783 | 42.0468 | 42.5756 | 42.9285 | 43.2864 | 43.0672
OR | Residential | Grid Interactive Water Heater | Regulation | 0 | 3.1745 | 7.5728 | 13.3964 | 14.5635 | 15.9328 | 16.9667 | 17.8457 | 19.1276 | 19.4833 | 19.5404 | 19.594 | 18.9836 | 18.7621 | 18.7656 | 18.2689 | 17.4328 | 16.615 | 15.9737 | 16.024 | 0 | 7.271 | 17.3404 | 29.3469 | 33.6114 | 37.0698 | 40.3101 | 43.0441 | 44.9861 | 47.7354 | 49.3336 | 50.3839 | 51.2261 | 51.372 | 50.4269 | 51.6642 | 51.5279 | 51.2962 | 51.1935 | 50.5352
OR | Residential | Grid Interactive Water Heater | Spinning Reserves | 0 | 2.2711 | 5.4318 | 9.6382 | 10.5121 | 11.5465 | 12.3504 | 13.0599 | 14.0763 | 14.442 | 14.605 | 14.7889 | 14.4752 | 14.466 | 14.6209 | 14.3803 | 13.9371 | 13.4728 | 13.1135 | 13.301 | 0 | 5.2504 | 12.5694 | 21.3606 | 24.6108 | 27.3069 | 29.8943 | 32.1629 | 33.8373 | 36.2847 | 37.9214 | 39.1869 | 40.3411 | 40.9238 | 40.5783 | 42.0468 | 42.5756 | 42.9285 | 43.2864 | 43.0672
OR | Residential | Home Energy Management System | Capacity & Energy | 0 | 0.5153 | 1.3153 | 2.3649 | 2.9589 | 3.6762 | 4.568 | 5.625 | 5.8686 | 6.8333 | 7.5458 | 8.1807 | 8.8869 | 9.0633 | 8.4054 | 8.9515 | 9.1583 | 9.5159 | 10.0442 | 10.2236 | 0 | 0.24933 | 0.65246 | 1.3078 | 1.5305 | 1.8713 | 2.1973 | 2.6257 | 3.1918 | 3.4238 | 3.5509 | 3.7749 | 3.7693 | 3.8433 | 4.1008 | 4.0151 | 3.8494 | 3.7602 | 3.8237 | 3.8879
OR | Residential | Home Energy Management System | EIM Capacity & Energy | 0 | 0.5153 | 1.3153 | 2.3649 | 2.9589 | 3.6762 | 4.568 | 5.625 | 5.8686 | 6.8333 | 7.5458 | 8.1807 | 8.8869 | 9.0633 | 8.4054 | 8.9515 | 9.1583 | 9.5159 | 10.0442 | 10.2236 | 0 | 0.24933 | 0.65246 | 1.3078 | 1.5305 | 1.8713 | 2.1973 | 2.6257 | 3.1918 | 3.4238 | 3.5509 | 3.7749 | 3.7693 | 3.8433 | 4.1008 | 4.0151 | 3.8494 | 3.7602 | 3.8237 | 3.8879
OR | Residential | Home Energy Management System | EIM Capacity & Energy FMM | 0 | 0.5153 | 1.3153 | 2.3649 | 2.9589 | 3.6762 | 4.568 | 5.625 | 5.8686 | 6.8333 | 7.5458 | 8.1807 | 8.8869 | 9.0633 | 8.4054 | 8.9515 | 9.1583 | 9.5159 | 10.0442 | 10.2236 | 0 | 0.24933 | 0.65246 | 1.3078 | 1.5305 | 1.8713 | 2.1973 | 2.6257 | 3.1918 | 3.4238 | 3.5509 | 3.7749 | 3.7693 | 3.8433 | 4.1008 | 4.0151 | 3.8494 | 3.7602 | 3.8237 | 3.8879
OR | Residential | Home Energy Management System | EIM Capacity & Energy RTD | 0 | 0.99393 | 2.5373 | 4.5544 | 5.706 | 7.0966 | 8.8363 | 10.9082 | 11.3361 | 13.2314 | 14.6313 | 15.8875 | 17.2995 | 17.6444 | 16.3126 | 17.4147 | 17.8318 | 18.5568 | 19.6244 | 19.9809 | 0 | 0.46494 | 1.2213 | 2.4643 | 2.8766 | 3.5217 | 4.1326 | 4.9501 | 6.0475 | 6.4756 | 6.702 | 7.1362 | 7.1121 | 7.2574 | 7.7758 | 7.6014 | 7.2664 | 7.0859 | 7.214 | 7.3452
OR | Residential | Home Energy Management System | Frequency Response | 0 | 0.98622 | 2.5187 | 4.5217 | 5.6682 | 7.0526 | 8.7857 | 10.8507 | 11.2718 | 13.1617 | 14.5579 | 15.8117 | 17.2227 | 17.5672 | 16.2352 | 17.3376 | 17.7552 | 18.4806 | 19.5483 | 19.9045 | 0 | 0 | 0 | 0 | 0 | 0 | 0 | 0 | 0 | 0 | 0 | 0 | 0 | 0 | 0 | 0 | 0 | 0 | 0 | 0
OR | Residential | Home Energy Management System | Non Spinning Reserves | 0 | 0.5153 | 1.3153 | 2.3649 | 2.9589 | 3.6762 | 4.568 | 5.625 | 5.8686 | 6.8333 | 7.5458 | 8.1807 | 8.8869 | 9.0633 | 8.4054 | 8.9515 | 9.1583 | 9.5159 | 10.0442 | 10.2236 | 0 | 0.24933 | 0.65246 | 1.3078 | 1.5305 | 1.8713 | 2.1973 | 2.6257 | 3.1918 | 3.4238 | 3.5509 | 3.7749 | 3.7693 | 3.8433 | 4.1008 | 4.0151 | 3.8494 | 3.7602 | 3.8237 | 3.8879
OR | Residential | Home Energy Management System | Regulation | 0 | 0.9975 | 2.5465 | 4.5714 | 5.7269 | 7.1222 | 8.8668 | 10.9437 | 11.3764 | 13.276 | 14.6791 | 15.9374 | 17.3507 | 17.6964 | 16.3643 | 17.4665 | 17.8838 | 18.6087 | 19.6763 | 20.0331 | 0 | 0.46736 | 1.2275 | 2.4758 | 2.8909 | 3.539 | 4.1534 | 4.9743 | 6.0749 | 6.506 | 6.7346 | 7.1701 | 7.1469 | 7.2926 | 7.811 | 7.6367 | 7.3017 | 7.1212 | 7.2493 | 7.3804
OR | Residential | Home Energy Management System | Spinning Reserves | 0 | 0.50336 | 1.2857 | 2.311 | 2.8949 | 3.6 | 4.4785 | 5.5214 | 5.7508 | 6.704 | 7.4082 | 8.0372 | 8.7403 | 8.9146 | 8.2546 | 8.8002 | 9.0075 | 9.3651 | 9.8927 | 10.0702 | 0 | 0.23509 | 0.6181 | 1.2464 | 1.4594 | 1.7884 | 2.1016 | 2.517 | 3.0692 | 3.2912 | 3.4109 | 3.6304 | 3.6226 | 3.6963 | 3.9519 | 3.8672 | 3.7023 | 3.6134 | 3.6773 | 3.7421
OR | Residential | HVAC - DLC | Capacity & Energy | 0 | 8.4398 | 15.9685 | 21.3246 | 19.8724 | 18.0718 | 16.278 | 14.4879 | 10.9206 | 9.4646 | 8.1284 | 7.336 | 7.111 | 6.8415 | 6.1697 | 6.5386 | 6.6826 | 6.9515 | 7.3479 | 7.4723 | 0 | 19.3519 | 37.9968 | 58.53 | 52.8929 | 50.3333 | 46.4878 | 44.8263 | 45.437 | 41.809 | 38.681 | 38.35 | 36.6916 | 36.7571 | 39.1301 | 38.1852 | 36.4982 | 35.6202 | 36.321 | 37.0421
OR | Residential | HVAC - DLC | EIM Capacity & Energy | 0 | 8.4398 | 15.9685 | 21.3246 | 19.8724 | 18.0718 | 16.278 | 14.4879 | 10.9206 | 9.4646 | 8.1284 | 7.336 | 7.111 | 6.8415 | 6.1697 | 6.5386 | 6.6826 | 6.9515 | 7.3479 | 7.4723 | 0 | 19.3519 | 37.9968 | 58.53 | 52.8929 | 50.3333 | 46.4878 | 44.8263 | 45.437 | 41.809 | 38.681 | 38.35 | 36.6916 | 36.7571 | 39.1301 | 38.1852 | 36.4982 | 35.6202 | 36.321 | 37.0421
OR | Residential | HVAC - DLC | EIM Capacity & Energy FMM | 0 | 8.4398 | 15.9685 | 21.3246 | 19.8724 | 18.0718 | 16.278 | 14.4879 | 10.9206 | 9.4646 | 8.1284 | 7.336 | 7.111 | 6.8415 | 6.1697 | 6.5386 | 6.6826 | 6.9515 | 7.3479 | 7.4723 | 0 | 19.3519 | 37.9968 | 58.53 | 52.8929 | 50.3333 | 46.4878 | 44.8263 | 45.437 | 41.809 | 38.681 | 38.35 | 36.6916 | 36.7571 | 39.1301 | 38.1852 | 36.4982 | 35.6202 | 36.321 | 37.0421
OR | Residential | HVAC - DLC | EIM Capacity & Energy RTD | 0 | 16.7401 | 31.6661 | 42.276 | 39.3842 | 35.8043 | 32.2392 | 28.6797 | 21.6022 | 18.7028 | 16.0417 | 14.4558 | 13.9894 | 13.4381 | 12.101 | 12.8071 | 13.0718 | 13.5803 | 14.3363 | 14.56 | 0 | 35.5728 | 69.846 | 107.5902 | 97.228 | 92.523 | 85.4542 | 82.4 | 83.5226 | 76.8535 | 71.1036 | 70.4953 | 67.4468 | 67.5671 | 71.9291 | 70.1923 | 67.0912 | 65.4772 | 66.7656 | 68.091
OR | Residential | HVAC - DLC | Frequency Response | 0 | 15.7649 | 29.8015 | 39.7535 | 36.9962 | 33.6003 | 30.2224 | 26.8436 | 20.173 | 17.4093 | 14.8716 | 13.3362 | 12.8385 | 12.2706 | 10.9979 | 11.5878 | 11.7764 | 12.1823 | 12.8056 | 12.9495 | 0 | 0 | 0 | 0 | 0 | 0 | 0 | 0 | 0 | 0 | 0 | 0 | 0 | 0 | 0 | 0 | 0 | 0 | 0 | 0
OR | Residential | HVAC - DLC | Non Spinning Reserves | 0 | 8.4398 | 15.9685 | 21.3246 | 19.8724 | 18.0718 | 16.278 | 14.4879 | 10.9206 | 9.4646 | 8.1284 | 7.336 | 7.111 | 6.8415 | 6.1697 | 6.5386 | 6.6826 | 6.9515 | 7.3479 | 7.4723 | 0 | 19.3519 | 37.9968 | 58.53 | 52.8929 | 50.3333 | 46.4878 | 44.8263 | 45.437 | 41.809 | 38.681 | 38.35 | 36.6916 | 36.7571 | 39.1301 | 38.1852 | 36.4982 | 35.6202 | 36.321 | 37.0421
OR | Residential | HVAC - DLC | Regulation | 0 | 16.7401 | 31.6661 | 42.276 | 39.3842 | 35.8043 | 32.2392 | 28.6797 | 21.6022 | 18.7028 | 16.0417 | 14.4558 | 13.9894 | 13.4381 | 12.101 | 12.8071 | 13.0718 | 13.5803 | 14.3363 | 14.56 | 0 | 35.5728 | 69.846 | 107.5902 | 97.228 | 92.523 | 85.4542 | 82.4 | 83.5226 | 76.8535 | 71.1036 | 70.4953 | 67.4468 | 67.5671 | 71.9291 | 70.1923 | 67.0912 | 65.4772 | 66.7656 | 68.091
OR | Residential | HVAC - DLC | Spinning Reserves | 0 | 8.4398 | 15.9685 | 21.3246 | 19.8724 | 18.0718 | 16.278 | 14.4879 | 10.9206 | 9.4646 | 8.1284 | 7.336 | 7.111 | 6.8415 | 6.1697 | 6.5386 | 6.6826 | 6.9515 | 7.3479 | 7.4723 | 0 | 19.3519 | 37.9968 | 58.53 | 52.8929 | 50.3333 | 46.4878 | 44.8263 | 45.437 | 41.809 | 38.681 | 38.35 | 36.6916 | 36.7571 | 39.1301 | 38.1852 | 36.4982 | 35.6202 | 36.321 | 37.0421
OR | Residential | Pool Pump - DLC | Capacity & Energy | 0 | 0.024176 | 0.062126 | 0.11793 | 0.13624 | 0.15168 | 0.16717 | 0.18628 | 0.20344 | 0.21701 | 0.23112 | 0.24127 | 0.24567 | 0.2544 | 0.27501 | 0.28411 | 0.28266 | 0.27366 | 0.26473 | 0.26325 | 0 | 0.024727 | 0.064404 | 0.11345 | 0.13292 | 0.15102 | 0.1672 | 0.1834 | 0.1974 | 0.21047 | 0.22549 | 0.23778 | 0.25127 | 0.26373 | 0.26684 | 0.27555 | 0.28144 | 0.27372 | 0.27076 | 0.26677
OR | Residential | Pool Pump - DLC | EIM Capacity & Energy | 0 | 0.024176 | 0.062126 | 0.11793 | 0.13624 | 0.15168 | 0.16717 | 0.18628 | 0.20344 | 0.21701 | 0.23112 | 0.24127 | 0.24567 | 0.2544 | 0.27501 | 0.28411 | 0.28266 | 0.27366 | 0.26473 | 0.26325 | 0 | 0.024727 | 0.064404 | 0.11345 | 0.13292 | 0.15102 | 0.1672 | 0.1834 | 0.1974 | 0.21047 | 0.22549 | 0.23778 | 0.25127 | 0.26373 | 0.26684 | 0.27555 | 0.28144 | 0.27372 | 0.27076 | 0.26677
OR | Residential | Pool Pump - DLC | EIM Capacity & Energy FMM | 0 | 0.024176 | 0.062126 | 0.11793 | 0.13624 | 0.15168 | 0.16717 | 0.18628 | 0.20344 | 0.21701 | 0.23112 | 0.24127 | 0.24567 | 0.2544 | 0.27501 | 0.28411 | 0.28266 | 0.27366 | 0.26473 | 0.26325 | 0 | 0.024727 | 0.064404 | 0.11345 | 0.13292 | 0.15102 | 0.1672 | 0.1834 | 0.1974 | 0.21047 | 0.22549 | 0.23778 | 0.25127 | 0.26373 | 0.26684 | 0.27555 | 0.28144 | 0.27372 | 0.27076 | 0.26677
OR | Residential | Pool Pump - DLC | EIM Capacity & Energy RTD | 0 | 0.027284 | 0.070114 | 0.13309 | 0.15376 | 0.17118 | 0.18866 | 0.21023 | 0.2296 | 0.24492 | 0.26083 | 0.27229 | 0.27725 | 0.28711 | 0.31037 | 0.32064 | 0.319 | 0.30885 | 0.29876 | 0.2971 | 0 | 0.027906 | 0.072685 | 0.12803 | 0.15001 | 0.17044 | 0.1887 | 0.20698 | 0.22278 | 0.23753 | 0.25448 | 0.26836 | 0.28358 | 0.29764 | 0.30115 | 0.31098 | 0.31762 | 0.30891 | 0.30558 | 0.30107
OR | Residential | Pool Pump - DLC | Frequency Response | 0 | 0.027284 | 0.070114 | 0.13309 | 0.15376 | 0.17118 | 0.18866 | 0.21023 | 0.2296 | 0.24492 | 0.26083 | 0.27229 | 0.27725 | 0.28711 | 0.31037 | 0.32064 | 0.319 | 0.30885 | 0.29876 | 0.2971 | 0 | 0.027906 | 0.072685 | 0.12803 | 0.15001 | 0.17044 | 0.1887 | 0.20698 | 0.22278 | 0.23753 | 0.25448 | 0.26836 | 0.28358 | 0.29764 | 0.30115 | 0.31098 | 0.31762 | 0.30891 | 0.30558 | 0.30107
OR | Residential | Pool Pump - DLC | Non Spinning Reserves | 0 | 0.024176 | 0.062126 | 0.11793 | 0.13624 | 0.15168 | 0.16717 | 0.18628 | 0.20344 | 0.21701 | 0.23112 | 0.24127 | 0.24567 | 0.2544 | 0.27501 | 0.28411 | 0.28266 | 0.27366 | 0.26473 | 0.26325 | 0 | 0.024727 | 0.064404 | 0.11345 | 0.13292 | 0.15102 | 0.1672 | 0.1834 | 0.1974 | 0.21047 | 0.22549 | 0.23778 | 0.25127 | 0.26373 | 0.26684 | 0.27555 | 0.28144 | 0.27372 | 0.27076 | 0.26677
OR | Residential | Pool Pump - DLC | Regulation | 0 | 0.027284 | 0.070114 | 0.13309 | 0.15376 | 0.17118 | 0.18866 | 0.21023 | 0.2296 | 0.24492 | 0.26083 | 0.27229 | 0.27725 | 0.28711 | 0.31037 | 0.32064 | 0.319 | 0.30885 | 0.29876 | 0.2971 | 0 | 0.027906 | 0.072685 | 0.12803 | 0.15001 | 0.17044 | 0.1887 | 0.20698 | 0.22278 | 0.23753 | 0.25448 | 0.26836 | 0.28358 | 0.29764 | 0.30115 | 0.31098 | 0.31762 | 0.30891 | 0.30558 | 0.30107
OR | Residential | Pool Pump - DLC | Spinning Reserves | 0 | 0.024176 | 0.062126 | 0.11793 | 0.13624 | 0.15168 | 0.16717 | 0.18628 | 0.20344 | 0.21701 | 0.23112 | 0.24127 | 0.24567 | 0.2544 | 0.27501 | 0.28411 | 0.28266 | 0.27366 | 0.26473 | 0.26325 | 0 | 0.024727 | 0.064404 | 0.11345 | 0.13292 | 0.15102 | 0.1672 | 0.1834 | 0.1974 | 0.21047 | 0.22549 | 0.23778 | 0.25127 | 0.26373 | 0.26684 | 0.27555 | 0.28144 | 0.27372 | 0.27076 | 0.26677
OR | Residential | Smart Thermostats | Capacity & Energy | 0 | 3.0546 | 7.4581 | 12.9228 | 15.747 | 19.0972 | 23.2978 | 28.2845 | 28.971 | 33.4283 | 36.578 | 39.4284 | 42.7439 | 43.4793 | 40.117 | 42.8061 | 43.8052 | 45.5647 | 48.1677 | 49.0179 | 0 | 1.3369 | 3.3383 | 6.4958 | 7.3679 | 8.8117 | 10.1497 | 11.9921 | 14.5034 | 15.3926 | 15.8117 | 16.7663 | 16.6616 | 16.9839 | 18.1978 | 17.7835 | 16.9888 | 16.5604 | 16.8632 | 17.1738
OR | Residential | Smart Thermostats | EIM Capacity & Energy | 0 | 3.0546 | 7.4581 | 12.9228 | 15.747 | 19.0972 | 23.2978 | 28.2845 | 28.971 | 33.4283 | 36.578 | 39.4284 | 42.7439 | 43.4793 | 40.117 | 42.8061 | 43.8052 | 45.5647 | 48.1677 | 49.0179 | 0 | 1.3369 | 3.3383 | 6.4958 | 7.3679 | 8.8117 | 10.1497 | 11.9921 | 14.5034 | 15.3926 | 15.8117 | 16.7663 | 16.6616 | 16.9839 | 18.1978 | 17.7835 | 16.9888 | 16.5604 | 16.8632 | 17.1738
OR | Residential | Smart Thermostats | EIM Capacity & Energy FMM | 0 | 3.0546 | 7.4581 | 12.9228 | 15.747 | 19.0972 | 23.2978 | 28.2845 | 28.971 | 33.4283 | 36.578 | 39.4284 | 42.7439 | 43.4793 | 40.117 | 42.8061 | 43.8052 | 45.5647 | 48.1677 | 49.0179 | 0 | 1.3369 | 3.3383 | 6.4958 | 7.3679 | 8.8117 | 10.1497 | 11.9921 | 14.5034 | 15.3926 | 15.8117 | 16.7663 | 16.6616 | 16.9839 | 18.1978 | 17.7835 | 16.9888 | 16.5604 | 16.8632 | 17.1738
OR | Residential | Smart Thermostats | EIM Capacity & Energy RTD | 0 | 6.1819 | 15.0938 | 26.1533 | 31.869 | 38.6491 | 47.1502 | 57.2424 | 58.6319 | 67.6525 | 74.027 | 79.7956 | 86.5055 | 87.9938 | 81.1893 | 86.6313 | 88.6534 | 92.2142 | 97.4823 | 99.203 | 0 | 2.7057 | 6.756 | 13.1464 | 14.9112 | 17.8333 | 20.5411 | 24.2698 | 29.3521 | 31.1518 | 31.9999 | 33.9317 | 33.72 | 34.3722 | 36.8288 | 35.9903 | 34.3821 | 33.5152 | 34.128 | 34.7565
OR | Residential | Smart Thermostats | Frequency Response | 0 | 6.1819 | 15.0938 | 26.1533 | 31.869 | 38.6491 | 47.1502 | 57.2424 | 58.6319 | 67.6525 | 74.027 | 79.7956 | 86.5055 | 87.9938 | 81.1893 | 86.6313 | 88.6534 | 92.2142 | 97.4823 | 99.203 | 0 | 0 | 0 | 0 | 0 | 0 | 0 | 0 | 0 | 0 | 0 | 0 | 0 | 0 | 0 | 0 | 0 | 0 | 0 | 0
OR | Residential | Smart Thermostats | Non Spinning Reserves | 0 | 3.0546 | 7.4581 | 12.9228 | 15.747 | 19.0972 | 23.2978 | 28.2845 | 28.971 | 33.4283 | 36.578 | 39.4284 | 42.7439 | 43.4793 | 40.117 | 42.8061 | 43.8052 | 45.5647 | 48.1677 | 49.0179 | 0 | 1.3369 | 3.3383 | 6.4958 | 7.3679 | 8.8117 | 10.1497 | 11.9921 | 14.5034 | 15.3926 | 15.8117 | 16.7663 | 16.6616 | 16.9839 | 18.1978 | 17.7835 | 16.9888 | 16.5604 | 16.8632 | 17.1738
OR | Residential | Smart Thermostats | Regulation | 0 | 6.1819 | 15.0938 | 26.1533 | 31.869 | 38.6491 | 47.1502 | 57.2424 | 58.6319 | 67.6525 | 74.027 | 79.7956 | 86.5055 | 87.9938 | 81.1893 | 86.6313 | 88.6534 | 92.2142 | 97.4823 | 99.203 | 0 | 2.7057 | 6.756 | 13.1464 | 14.9112 | 17.8333 | 20.5411 | 24.2698 | 29.3521 | 31.1518 | 31.9999 | 33.9317 | 33.72 | 34.3722 | 36.8288 | 35.9903 | 34.3821 | 33.5152 | 34.128 | 34.7565
OR | Residential | Smart Thermostats | Spinning Reserves | 0 | 3.0546 | 7.4581 | 12.9228 | 15.747 | 19.0972 | 23.2978 | 28.2845 | 28.971 | 33.4283 | 36.578 | 39.4284 | 42.7439 | 43.4793 | 40.117 | 42.8061 | 43.8052 | 45.5647 | 48.1677 | 49.0179 | 0 | 1.3369 | 3.3383 | 6.4958 | 7.3679 | 8.8117 | 10.1497 | 11.9921 | 14.5034 | 15.3926 | 15.8117 | 16.7663 | 16.6616 | 16.9839 | 18.1978 | 17.7835 | 16.9888 | 16.5604 | 16.8632 | 17.1738
OR | Residential | Water Heater - DLC | Capacity & Energy | 0 | 2.9109 | 5.2764 | 7.3353 | 6.406 | 5.6965 | 4.9625 | 4.2601 | 3.7008 | 3.1216 | 2.6412 | 2.2576 | 1.8877 | 1.6113 | 1.3996 | 1.184 | 1.0051 | 0.85007 | 0.7169 | 0.62244 | 0 | 6.4265 | 11.5804 | 15.3214 | 13.921 | 12.3516 | 10.8521 | 9.3353 | 7.8415 | 6.739 | 5.7396 | 4.8859 | 4.1675 | 3.5365 | 2.9656 | 2.5561 | 2.1793 | 1.859 | 1.5827 | 1.3411
OR | Residential | Water Heater - DLC | EIM Capacity & Energy | 0 | 2.9109 | 5.2764 | 7.3353 | 6.406 | 5.6965 | 4.9625 | 4.2601 | 3.7008 | 3.1216 | 2.6412 | 2.2576 | 1.8877 | 1.6113 | 1.3996 | 1.184 | 1.0051 | 0.85007 | 0.7169 | 0.62244 | 0 | 6.4265 | 11.5804 | 15.3214 | 13.921 | 12.3516 | 10.8521 | 9.3353 | 7.8415 | 6.739 | 5.7396 | 4.8859 | 4.1675 | 3.5365 | 2.9656 | 2.5561 | 2.1793 | 1.859 | 1.5827 | 1.3411
OR | Residential | Water Heater - DLC | EIM Capacity & Energy FMM | 0 | 2.9109 | 5.2764 | 7.3353 | 6.406 | 5.6965 | 4.9625 | 4.2601 | 3.7008 | 3.1216 | 2.6412 | 2.2576 | 1.8877 | 1.6113 | 1.3996 | 1.184 | 1.0051 | 0.85007 | 0.7169 | 0.62244 | 0 | 6.4265 | 11.5804 | 15.3214 | 13.921 | 12.3516 | 10.8521 | 9.3353 | 7.8415 | 6.739 | 5.7396 | 4.8859 | 4.1675 | 3.5365 | 2.9656 | 2.5561 | 2.1793 | 1.859 | 1.5827 | 1.3411
OR | Residential | Water Heater - DLC | EIM Capacity & Energy RTD | 0 | 4.2544 | 7.7116 | 10.7208 | 9.3626 | 8.3256 | 7.2529 | 6.2263 | 5.4089 | 4.5623 | 3.8602 | 3.2996 | 2.759 | 2.355 | 2.0456 | 1.7305 | 1.469 | 1.2424 | 1.0478 | 0.90971 | 0 | 9.3925 | 16.9252 | 22.3928 | 20.3461 | 18.0524 | 15.8608 | 13.6439 | 11.4606 | 9.8493 | 8.3887 | 7.1409 | 6.091 | 5.1688 | 4.3343 | 3.7358 | 3.1852 | 2.717 | 2.3132 | 1.96
OR | Residential | Water Heater - DLC | Frequency Response | 0 | 4.2544 | 7.7116 | 10.7208 | 9.3626 | 8.3256 | 7.2529 | 6.2263 | 5.4089 | 4.5623 | 3.8602 | 3.2996 | 2.759 | 2.355 | 2.0456 | 1.7305 | 1.469 | 1.2424 | 1.0478 | 0.90971 | 0 | 9.3925 | 16.9252 | 22.3928 | 20.3461 | 18.0524 | 15.8608 | 13.6439 | 11.4606 | 9.8493 | 8.3887 | 7.1409 | 6.091 | 5.1688 | 4.3343 | 3.7358 | 3.1852 | 2.717 | 2.3132 | 1.96
OR | Residential | Water Heater - DLC | Non Spinning Reserves | 0 | 2.9109 | 5.2764 | 7.3353 | 6.406 | 5.6965 | 4.9625 | 4.2601 | 3.7008 | 3.1216 | 2.6412 | 2.2576 | 1.8877 | 1.6113 | 1.3996 | 1.184 | 1.0051 | 0.85007 | 0.7169 | 0.62244 | 0 | 6.4265 | 11.5804 | 15.3214 | 13.921 | 12.3516 | 10.8521 | 9.3353 | 7.8415 | 6.739 | 5.7396 | 4.8859 | 4.1675 | 3.5365 | 2.9656 | 2.5561 | 2.1793 | 1.859 | 1.5827 | 1.3411
OR | Residential | Water Heater - DLC | Regulation | 0 | 4.2544 | 7.7116 | 10.7208 | 9.3626 | 8.3256 | 7.2529 | 6.2263 | 5.4089 | 4.5623 | 3.8602 | 3.2996 | 2.759 | 2.355 | 2.0456 | 1.7305 | 1.469 | 1.2424 | 1.0478 | 0.90971 | 0 | 9.3925 | 16.9252 | 22.3928 | 20.3461 | 18.0524 | 15.8608 | 13.6439 | 11.4606 | 9.8493 | 8.3887 | 7.1409 | 6.091 | 5.1688 | 4.3343 | 3.7358 | 3.1852 | 2.717 | 2.3132 | 1.96
OR | Residential | Water Heater - DLC | Spinning Reserves | 0 | 2.9109 | 5.2764 | 7.3353 | 6.406 | 5.6965 | 4.9625 | 4.2601 | 3.7008 | 3.1216 | 2.6412 | 2.2576 | 1.8877 | 1.6113 | 1.3996 | 1.184 | 1.0051 | 0.85007 | 0.7169 | 0.62244 | 0 | 6.4265 | 11.5804 | 15.3214 | 13.921 | 12.3516 | 10.8521 | 9.3353 | 7.8415 | 6.739 | 5.7396 | 4.8859 | 4.1675 | 3.5365 | 2.9656 | 2.5561 | 2.1793 | 1.859 | 1.5827 | 1.3411
UT | C&I | Battery DLC | Capacity & Energy | 0 | 2.6845 | 5.5697 | 9.6164 | 11.0791 | 12.6422 | 14.7215 | 18.3639 | 24.1429 | 29.334 | 35.7727 | 40.8347 | 45.6529 | 50.4999 | 54.9453 | 59.2473 | 63.1765 | 66.5034 | 70.5329 | 74.1609 | 0 | 2.6845 | 5.5697 | 9.6164 | 11.0791 | 12.6422 | 14.7215 | 18.3639 | 24.1429 | 29.334 | 35.7727 | 40.8347 | 45.6529 | 50.4999 | 54.9453 | 59.2473 | 63.1765 | 66.5034 | 70.5329 | 74.1609
UT | C&I | Battery DLC | EIM Capacity & Energy | 0 | 2.6845 | 5.5697 | 9.6164 | 11.0791 | 12.6422 | 14.7215 | 18.3639 | 24.1429 | 29.334 | 35.7727 | 40.8347 | 45.6529 | 50.4999 | 54.9453 | 59.2473 | 63.1765 | 66.5034 | 70.5329 | 74.1609 | 0 | 2.6845 | 5.5697 | 9.6164 | 11.0791 | 12.6422 | 14.7215 | 18.3639 | 24.1429 | 29.334 | 35.7727 | 40.8347 | 45.6529 | 50.4999 | 54.9453 | 59.2473 | 63.1765 | 66.5034 | 70.5329 | 74.1609
UT | C&I | Battery DLC | EIM Capacity & Energy FMM | 0 | 2.6845 | 5.5697 | 9.6164 | 11.0791 | 12.6422 | 14.7215 | 18.3639 | 24.1429 | 29.334 | 35.7727 | 40.8347 | 45.6529 | 50.4999 | 54.9453 | 59.2473 | 63.1765 | 66.5034 | 70.5329 | 74.1609 | 0 | 2.6845 | 5.5697 | 9.6164 | 11.0791 | 12.6422 | 14.7215 | 18.3639 | 24.1429 | 29.334 | 35.7727 | 40.8347 | 45.6529 | 50.4999 | 54.9453 | 59.2473 | 63.1765 | 66.5034 | 70.5329 | 74.1609
UT | C&I | Battery DLC | EIM Capacity & Energy RTD | 0 | 4.1385 | 8.6384 | 15.2291 | 17.862 | 20.6755 | 24.4182 | 30.9745 | 41.3768 | 50.7207 | 62.3103 | 71.422 | 80.0949 | 88.8193 | 96.8211 | 104.5647 | 111.6372 | 117.6256 | 124.8788 | 131.4093 | 0 | 4.1385 | 8.6384 | 15.2291 | 17.862 | 20.6755 | 24.4182 | 30.9745 | 41.3768 | 50.7207 | 62.3103 | 71.422 | 80.0949 | 88.8193 | 96.8211 | 104.5647 | 111.6372 | 117.6256 | 124.8788 | 131.4093
UT | C&I | Battery DLC | Frequency Response | 0 | 4.1385 | 8.6384 | 15.2291 | 17.862 | 20.6755 | 24.4182 | 30.9745 | 41.3768 | 50.7207 | 62.3103 | 71.422 | 80.0949 | 88.8193 | 96.8211 | 104.5647 | 111.6372 | 117.6256 | 124.8788 | 131.4093 | 0 | 4.1385 | 8.6384 | 15.2291 | 17.862 | 20.6755 | 24.4182 | 30.9745 | 41.3768 | 50.7207 | 62.3103 | 71.422 | 80.0949 | 88.8193 | 96.8211 | 104.5647 | 111.6372 | 117.6256 | 124.8788 | 131.4093
UT | C&I | Battery DLC | Non Spinning Reserves | 0 | 2.6845 | 5.5697 | 9.6164 | 11.0791 | 12.6422 | 14.7215 | 18.3639 | 24.1429 | 29.334 | 35.7727 | 40.8347 | 45.6529 | 50.4999 | 54.9453 | 59.2473 | 63.1765 | 66.5034 | 70.5329 | 74.1609 | 0 | 2.6845 | 5.5697 | 9.6164 | 11.0791 | 12.6422 | 14.7215 | 18.3639 | 24.1429 | 29.334 | 35.7727 | 40.8347 | 45.6529 | 50.4999 | 54.9453 | 59.2473 | 63.1765 | 66.5034 | 70.5329 | 74.1609
UT | C&I | Battery DLC | Regulation | 0 | 4.1385 | 8.6384 | 15.2291 | 17.862 | 20.6755 | 24.4182 | 30.9745 | 41.3768 | 50.7207 | 62.3103 | 71.422 | 80.0949 | 88.8193 | 96.8211 | 104.5647 | 111.6372 | 117.6256 | 124.8788 | 131.4093 | 0 | 4.1385 | 8.6384 | 15.2291 | 17.862 | 20.6755 | 24.4182 | 30.9745 | 41.3768 | 50.7207 | 62.3103 | 71.422 | 80.0949 | 88.8193 | 96.8211 | 104.5647 | 111.6372 | 117.6256 | 124.8788 | 131.4093
UT | C&I | Battery DLC | Spinning Reserves | 0 | 2.6845 | 5.5697 | 9.6164 | 11.0791 | 12.6422 | 14.7215 | 18.3639 | 24.1429 | 29.334 | 35.7727 | 40.8347 | 45.6529 | 50.4999 | 54.9453 | 59.2473 | 63.1765 | 66.5034 | 70.5329 | 74.1609 | 0 | 2.6845 | 5.5697 | 9.6164 | 11.0791 | 12.6422 | 14.7215 | 18.3639 | 24.1429 | 29.334 | 35.7727 | 40.8347 | 45.6529 | 50.4999 | 54.9453 | 59.2473 | 63.1765 | 66.5034 | 70.5329 | 74.1609
UT | C&I | Grid Interactive Water Heater | Capacity & Energy | 0 | 0.041667 | 0.21414 | 0.50844 | 0.97666 | 1.3638 | 2.0156 | 2.6839 | 3.0456 | 3.7002 | 4.4987 | 5.112 | 6.2659 | 6.3946 | 6.8717 | 6.7756 | 7.1479 | 7.7728 | 7.9838 | 6.3983 | 0 | 0.05204 | 0.28662 | 0.7976 | 1.314 | 1.9058 | 2.5861 | 3.5671 | 4.0156 | 5.0881 | 6.0524 | 6.964 | 7.8258 | 8.5591 | 9.0603 | 9.3171 | 9.9883 | 9.9729 | 9.9713 | 9.8164
UT | C&I | Grid Interactive Water Heater | EIM Capacity & Energy | 0 | 0.041667 | 0.21414 | 0.50844 | 0.97666 | 1.3638 | 2.0156 | 2.6839 | 3.0456 | 3.7002 | 4.4987 | 5.112 | 6.2659 | 6.3946 | 6.8717 | 6.7756 | 7.1479 | 7.7728 | 7.9838 | 6.3983 | 0 | 0.05204 | 0.28662 | 0.7976 | 1.314 | 1.9058 | 2.5861 | 3.5671 | 4.0156 | 5.0881 | 6.0524 | 6.964 | 7.8258 | 8.5591 | 9.0603 | 9.3171 | 9.9883 | 9.9729 | 9.9713 | 9.8164
UT | C&I | Grid Interactive Water Heater | EIM Capacity & Energy FMM | 0 | 0.041667 | 0.21414 | 0.50844 | 0.97666 | 1.3638 | 2.0156 | 2.6839 | 3.0456 | 3.7002 | 4.4987 | 5.112 | 6.2659 | 6.3946 | 6.8717 | 6.7756 | 7.1479 | 7.7728 | 7.9838 | 6.3983 | 0 | 0.05204 | 0.28662 | 0.7976 | 1.314 | 1.9058 | 2.5861 | 3.5671 | 4.0156 | 5.0881 | 6.0524 | 6.964 | 7.8258 | 8.5591 | 9.0603 | 9.3171 | 9.9883 | 9.9729 | 9.9713 | 9.8164
UT | C&I | Grid Interactive Water Heater | EIM Capacity & Energy RTD | 0 | 0.058675 | 0.30143 | 0.71532 | 1.373 | 1.9153 | 2.8267 | 3.757 | 4.2538 | 5.1538 | 6.245 | 7.0676 | 8.6216 | 8.7504 | 9.3451 | 9.1521 | 9.5699 | 10.3116 | 10.494 | 8.3336 | 0 | 0.073282 | 0.40346 | 1.1221 | 1.8472 | 2.6763 | 3.6268 | 4.9934 | 5.6086 | 7.087 | 8.4017 | 9.6281 | 10.7679 | 11.7123 | 12.3216 | 12.585 | 13.3728 | 13.2303 | 13.1065 | 12.7856
UT | C&I | Grid Interactive Water Heater | Frequency Response | 0 | 0.058675 | 0.30143 | 0.71532 | 1.373 | 1.9153 | 2.8267 | 3.757 | 4.2538 | 5.1538 | 6.245 | 7.0676 | 8.6216 | 8.7504 | 9.3451 | 9.1521 | 9.5699 | 10.3116 | 10.494 | 8.3336 | 0 | 0.073282 | 0.40346 | 1.1221 | 1.8472 | 2.6763 | 3.6268 | 4.9934 | 5.6086 | 7.087 | 8.4017 | 9.6281 | 10.7679 | 11.7123 | 12.3216 | 12.585 | 13.3728 | 13.2303 | 13.1065 | 12.7856
UT | C&I | Grid Interactive Water Heater | Non Spinning Reserves | 0 | 0.041667 | 0.21414 | 0.50844 | 0.97666 | 1.3638 | 2.0156 | 2.6839 | 3.0456 | 3.7002 | 4.4987 | 5.112 | 6.2659 | 6.3946 | 6.8717 | 6.7756 | 7.1479 | 7.7728 | 7.9838 | 6.3983 | 0 | 0.05204 | 0.28662 | 0.7976 | 1.314 | 1.9058 | 2.5861 | 3.5671 | 4.0156 | 5.0881 | 6.0524 | 6.964 | 7.8258 | 8.5591 | 9.0603 | 9.3171 | 9.9883 | 9.9729 | 9.9713 | 9.8164
UT | C&I | Grid Interactive Water Heater | Regulation | 0 | 0.058675 | 0.30143 | 0.71532 | 1.373 | 1.9153 | 2.8267 | 3.757 | 4.2538 | 5.1538 | 6.245 | 7.0676 | 8.6216 | 8.7504 | 9.3451 | 9.1521 | 9.5699 | 10.3116 | 10.494 | 8.3336 | 0 | 0.073282 | 0.40346 | 1.1221 | 1.8472 | 2.6763 | 3.6268 | 4.9934 | 5.6086 | 7.087 | 8.4017 | 9.6281 | 10.7679 | 11.7123 | 12.3216 | 12.585 | 13.3728 | 13.2303 | 13.1065 | 12.7856
UT | C&I | Grid Interactive Water Heater | Spinning Reserves | 0 | 0.041667 | 0.21414 | 0.50844 | 0.97666 | 1.3638 | 2.0156 | 2.6839 | 3.0456 | 3.7002 | 4.4987 | 5.112 | 6.2659 | 6.3946 | 6.8717 | 6.7756 | 7.1479 | 7.7728 | 7.9838 | 6.3983 | 0 | 0.05204 | 0.28662 | 0.7976 | 1.314 | 1.9058 | 2.5861 | 3.5671 | 4.0156 | 5.0881 | 6.0524 | 6.964 | 7.8258 | 8.5591 | 9.0603 | 9.3171 | 9.9883 | 9.9729 | 9.9713 | 9.8164
UT | C&I | HVAC - DLC | Capacity & Energy | 0 | 7.2493 | 12.2544 | 10.3303 | 11.4921 | 10.9236 | 11.2493 | 11.3657 | 8.6716 | 7.4037 | 7.1089 | 6.3981 | 6.5536 | 4.8898 | 4.3902 | 3.2466 | 4.0073 | 4.5363 | 4.7565 | 2.9168 | 0 | 2.5925 | 5.2966 | 8.1549 | 7.9101 | 7.4214 | 7.3423 | 7.6663 | 8.0931 | 8.2085 | 7.8627 | 7.4136 | 7.1349 | 7.271 | 7.8987 | 7.7395 | 7.2215 | 7.1754 | 7.1422 | 7.3214
UT | C&I | HVAC - DLC | EIM Capacity & Energy | 0 | 7.2493 | 12.2544 | 10.3303 | 11.4921 | 10.9236 | 11.2493 | 11.3657 | 8.6716 | 7.4037 | 7.1089 | 6.3981 | 6.5536 | 4.8898 | 4.3902 | 3.2466 | 4.0073 | 4.5363 | 4.7565 | 2.9168 | 0 | 2.5925 | 5.2966 | 8.1549 | 7.9101 | 7.4214 | 7.3423 | 7.6663 | 8.0931 | 8.2085 | 7.8627 | 7.4136 | 7.1349 | 7.271 | 7.8987 | 7.7395 | 7.2215 | 7.1754 | 7.1422 | 7.3214
UT | C&I | HVAC - DLC | EIM Capacity & Energy FMM | 0 | 7.2493 | 12.2544 | 10.3303 | 11.4921 | 10.9236 | 11.2493 | 11.3657 | 8.6716 | 7.4037 | 7.1089 | 6.3981 | 6.5536 | 4.8898 | 4.3902 | 3.2466 | 4.0073 | 4.5363 | 4.7565 | 2.9168 | 0 | 2.5925 | 5.2966 | 8.1549 | 7.9101 | 7.4214 | 7.3423 | 7.6663 | 8.0931 | 8.2085 | 7.8627 | 7.4136 | 7.1349 | 7.271 | 7.8987 | 7.7395 | 7.2215 | 7.1754 | 7.1422 | 7.3214
UT | C&I | HVAC - DLC | EIM Capacity & Energy RTD | 0 | 9.1765 | 15.5379 | 13.2115 | 14.686 | 13.9875 | 14.411 | 14.5481 | 11.171 | 9.5904 | 9.229 | 8.3581 | 8.5742 | 6.4839 | 5.8518 | 4.4145 | 5.3958 | 6.0787 | 6.3628 | 4.015 | 0 | 3.3415 | 6.819 | 10.4947 | 10.1972 | 9.5853 | 9.4871 | 9.9036 | 10.4236 | 10.5861 | 10.1592 | 9.6009 | 9.2544 | 9.4238 | 10.2109 | 10.0196 | 9.3851 | 9.3307 | 9.2943 | 9.5199
UT | C&I | HVAC - DLC | Frequency Response | 0 | 8.9295 | 15.065 | 12.5696 | 13.9968 | 13.2725 | 13.6617 | 13.8173 | 10.4613 | 8.8723 | 8.4967 | 7.5893 | 7.761 | 5.695 | 5.0812 | 3.6625 | 4.5818 | 5.2213 | 5.4897 | 3.2451 | 0 | 0.68015 | 1.3034 | 1.1971 | 1.3136 | 1.3166 | 1.2893 | 1.3498 | 1.1417 | 1.2511 | 1.2987 | 1.3126 | 1.2995 | 1.2725 | 1.2061 | 1.2506 | 1.3583 | 1.3606 | 1.3807 | 1.3786
UT | C&I | HVAC - DLC | Non Spinning Reserves | 0 | 7.2493 | 12.2544 | 10.3303 | 11.4921 | 10.9236 | 11.2493 | 11.3657 | 8.6716 | 7.4037 | 7.1089 | 6.3981 | 6.5536 | 4.8898 | 4.3902 | 3.2466 | 4.0073 | 4.5363 | 4.7565 | 2.9168 | 0 | 2.5925 | 5.2966 | 8.1549 | 7.9101 | 7.4214 | 7.3423 | 7.6663 | 8.0931 | 8.2085 | 7.8627 | 7.4136 | 7.1349 | 7.271 | 7.8987 | 7.7395 | 7.2215 | 7.1754 | 7.1422 | 7.3214
UT | C&I | HVAC - DLC | Regulation | 0 | 9.1765 | 15.5379 | 13.2115 | 14.686 | 13.9875 | 14.411 | 14.5481 | 11.171 | 9.5904 | 9.229 | 8.3581 | 8.5742 | 6.4839 | 5.8518 | 4.4145 | 5.3958 | 6.0787 | 6.3628 | 4.015 | 0 | 3.3415 | 6.819 | 10.4947 | 10.1972 | 9.5853 | 9.4871 | 9.9036 | 10.4236 | 10.5861 | 10.1592 | 9.6009 | 9.2544 | 9.4238 | 10.2109 | 10.0196 | 9.3851 | 9.3307 | 9.2943 | 9.5199
UT | C&I | HVAC - DLC | Spinning Reserves | 0 | 7.2493 | 12.2544 | 10.3303 | 11.4921 | 10.9236 | 11.2493 | 11.3657 | 8.6716 | 7.4037 | 7.1089 | 6.3981 | 6.5536 | 4.8898 | 4.3902 | 3.2466 | 4.0073 | 4.5363 | 4.7565 | 2.9168 | 0 | 2.5925 | 5.2966 | 8.1549 | 7.9101 | 7.4214 | 7.3423 | 7.6663 | 8.0931 | 8.2085 | 7.8627 | 7.4136 | 7.1349 | 7.271 | 7.8987 | 7.7395 | 7.2215 | 7.1754 | 7.1422 | 7.3214
UT | C&I | Pool Pump - DLC | Capacity & Energy | 0 | 0.0075457 | 0.021243 | 0.040604 | 0.059667 | 0.073638 | 0.093164 | 0.10817 | 0.12687 | 0.14735 | 0.17399 | 0.19242 | 0.22187 | 0.23056 | 0.2428 | 0.24049 | 0.2595 | 0.27669 | 0.28245 | 0.25674 | 0 | 0.0078543 | 0.022633 | 0.047289 | 0.064413 | 0.080043 | 0.096906 | 0.11839 | 0.13614 | 0.16352 | 0.18783 | 0.21086 | 0.23094 | 0.24564 | 0.26053 | 0.26687 | 0.28207 | 0.2878 | 0.294 | 0.29397
UT | C&I | Pool Pump - DLC | EIM Capacity & Energy | 0 | 0.0075457 | 0.021243 | 0.040604 | 0.059667 | 0.073638 | 0.093164 | 0.10817 | 0.12687 | 0.14735 | 0.17399 | 0.19242 | 0.22187 | 0.23056 | 0.2428 | 0.24049 | 0.2595 | 0.27669 | 0.28245 | 0.25674 | 0 | 0.0078543 | 0.022633 | 0.047289 | 0.064413 | 0.080043 | 0.096906 | 0.11839 | 0.13614 | 0.16352 | 0.18783 | 0.21086 | 0.23094 | 0.24564 | 0.26053 | 0.26687 | 0.28207 | 0.2878 | 0.294 | 0.29397
UT | C&I | Pool Pump - DLC | EIM Capacity & Energy FMM | 0 | 0.0075457 | 0.021243 | 0.040604 | 0.059667 | 0.073638 | 0.093164 | 0.10817 | 0.12687 | 0.14735 | 0.17399 | 0.19242 | 0.22187 | 0.23056 | 0.2428 | 0.24049 | 0.2595 | 0.27669 | 0.28245 | 0.25674 | 0 | 0.0078543 | 0.022633 | 0.047289 | 0.064413 | 0.080043 | 0.096906 | 0.11839 | 0.13614 | 0.16352 | 0.18783 | 0.21086 | 0.23094 | 0.24564 | 0.26053 | 0.26687 | 0.28207 | 0.2878 | 0.294 | 0.29397
UT | C&I | Pool Pump - DLC | EIM Capacity & Energy RTD | 0 | 0.0085159 | 0.023975 | 0.045825 | 0.067339 | 0.083106 | 0.10514 | 0.12207 | 0.14319 | 0.1663 | 0.19636 | 0.21716 | 0.25039 | 0.26021 | 0.27401 | 0.27141 | 0.29286 | 0.31226 | 0.31876 | 0.28975 | 0 | 0.0088642 | 0.025543 | 0.053369 | 0.072695 | 0.090334 | 0.10937 | 0.13361 | 0.15365 | 0.18454 | 0.21198 | 0.23797 | 0.26063 | 0.27722 | 0.29403 | 0.30118 | 0.31833 | 0.3248 | 0.3318 | 0.33176
UT | C&I | Pool Pump - DLC | Frequency Response | 0 | 0.0085159 | 0.023975 | 0.045825 | 0.067339 | 0.083106 | 0.10514 | 0.12207 | 0.14319 | 0.1663 | 0.19636 | 0.21716 | 0.25039 | 0.26021 | 0.27401 | 0.27141 | 0.29286 | 0.31226 | 0.31876 | 0.28975 | 0 | 0.0088642 | 0.025543 | 0.053369 | 0.072695 | 0.090334 | 0.10937 | 0.13361 | 0.15365 | 0.18454 | 0.21198 | 0.23797 | 0.26063 | 0.27722 | 0.29403 | 0.30118 | 0.31833 | 0.3248 | 0.3318 | 0.33176
UT | C&I | Pool Pump - DLC | Non Spinning Reserves | 0 | 0.0075457 | 0.021243 | 0.040604 | 0.059667 | 0.073638 | 0.093164 | 0.10817 | 0.12687 | 0.14735 | 0.17399 | 0.19242 | 0.22187 | 0.23056 | 0.2428 | 0.24049 | 0.2595 | 0.27669 | 0.28245 | 0.25674 | 0 | 0.0078543 | 0.022633 | 0.047289 | 0.064413 | 0.080043 | 0.096906 | 0.11839 | 0.13614 | 0.16352 | 0.18783 | 0.21086 | 0.23094 | 0.24564 | 0.26053 | 0.26687 | 0.28207 | 0.2878 | 0.294 | 0.29397
UT | C&I | Pool Pump - DLC | Regulation | 0 | 0.0085159 | 0.023975 | 0.045825 | 0.067339 | 0.083106 | 0.10514 | 0.12207 | 0.14319 | 0.1663 | 0.19636 | 0.21716 | 0.25039 | 0.26021 | 0.27401 | 0.27141 | 0.29286 | 0.31226 | 0.31876 | 0.28975 | 0 | 0.0088642 | 0.025543 | 0.053369 | 0.072695 | 0.090334 | 0.10937 | 0.13361 | 0.15365 | 0.18454 | 0.21198 | 0.23797 | 0.26063 | 0.27722 | 0.29403 | 0.30118 | 0.31833 | 0.3248 | 0.3318 | 0.33176
UT | C&I | Pool Pump - DLC | Spinning Reserves | 0 | 0.0075457 | 0.021243 | 0.040604 | 0.059667 | 0.073638 | 0.093164 | 0.10817 | 0.12687 | 0.14735 | 0.17399 | 0.19242 | 0.22187 | 0.23056 | 0.2428 | 0.24049 | 0.2595 | 0.27669 | 0.28245 | 0.25674 | 0 | 0.0078543 | 0.022633 | 0.047289 | 0.064413 | 0.080043 | 0.096906 | 0.11839 | 0.13614 | 0.16352 | 0.18783 | 0.21086 | 0.23094 | 0.24564 | 0.26053 | 0.26687 | 0.28207 | 0.2878 | 0.294 | 0.29397
UT | C&I | Smart Thermostats | Capacity & Energy | 0 | 2.6599 | 5.1878 | 7.5821 | 8.8121 | 9.1687 | 9.9575 | 10.7007 | 9.6533 | 9.4535 | 9.6724 | 9.4359 | 9.6916 | 8.5087 | 8.2391 | 7.3595 | 7.7608 | 7.9892 | 8.0049 | 6.5984 | 0 | 0.74812 | 1.664 | 2.9557 | 3.0466 | 3.0026 | 3.0931 | 3.3328 | 3.6501 | 3.7703 | 3.6786 | 3.5207 | 3.4426 | 3.5874 | 3.9824 | 3.9342 | 3.6487 | 3.6315 | 3.6112 | 3.7162
UT | C&I | Smart Thermostats | EIM Capacity & Energy | 0 | 2.6599 | 5.1878 | 7.5821 | 8.8121 | 9.1687 | 9.9575 | 10.7007 | 9.6533 | 9.4535 | 9.6724 | 9.4359 | 9.6916 | 8.5087 | 8.2391 | 7.3595 | 7.7608 | 7.9892 | 8.0049 | 6.5984 | 0 | 0.74812 | 1.664 | 2.9557 | 3.0466 | 3.0026 | 3.0931 | 3.3328 | 3.6501 | 3.7703 | 3.6786 | 3.5207 | 3.4426 | 3.5874 | 3.9824 | 3.9342 | 3.6487 | 3.6315 | 3.6112 | 3.7162
UT | C&I | Smart Thermostats | EIM Capacity & Energy FMM | 0 | 2.6599 | 5.1878 | 7.5821 | 8.8121 | 9.1687 | 9.9575 | 10.7007 | 9.6533 | 9.4535 | 9.6724 | 9.4359 | 9.6916 | 8.5087 | 8.2391 | 7.3595 | 7.7608 | 7.9892 | 8.0049 | 6.5984 | 0 | 0.74812 | 1.664 | 2.9557 | 3.0466 | 3.0026 | 3.0931 | 3.3328 | 3.6501 | 3.7703 | 3.6786 | 3.5207 | 3.4426 | 3.5874 | 3.9824 | 3.9342 | 3.6487 | 3.6315 | 3.6112 | 3.7162
UT | C&I | Smart Thermostats | EIM Capacity & Energy RTD | 0 | 3.1665 | 6.176 | 9.0264 | 10.4906 | 10.9151 | 11.8542 | 12.7389 | 11.492 | 11.2542 | 11.5148 | 11.2332 | 11.5376 | 10.1294 | 9.8084 | 8.7613 | 9.2391 | 9.5109 | 9.5296 | 7.8553 | 0 | 0.89062 | 1.9809 | 3.5187 | 3.6269 | 3.5746 | 3.6822 | 3.9676 | 4.3453 | 4.4884 | 4.3793 | 4.1913 | 4.0983 | 4.2707 | 4.7409 | 4.6836 | 4.3437 | 4.3233 | 4.299 | 4.424
UT | C&I | Smart Thermostats | Frequency Response | 0 | 3.1161 | 6.0659 | 8.8591 | 10.2914 | 10.6911 | 11.6066 | 12.4891 | 11.2436 | 11.0011 | 11.2551 | 10.96 | 11.2479 | 9.8486 | 9.5348 | 8.4956 | 8.9536 | 9.2129 | 9.2288 | 7.5926 | 0 | 0.034773 | 0.072057 | 0.066299 | 0.11157 | 0.13106 | 0.12972 | 0.14329 | 0.074621 | 0.095369 | 0.12202 | 0.13299 | 0.12552 | 0.11699 | 0.06328 | 0.073648 | 0.10976 | 0.10297 | 0.10298 | 0.099224
UT | C&I | Smart Thermostats | Non Spinning Reserves | 0 | 2.6599 | 5.1878 | 7.5821 | 8.8121 | 9.1687 | 9.9575 | 10.7007 | 9.6533 | 9.4535 | 9.6724 | 9.4359 | 9.6916 | 8.5087 | 8.2391 | 7.3595 | 7.7608 | 7.9892 | 8.0049 | 6.5984 | 0 | 0.74812 | 1.664 | 2.9557 | 3.0466 | 3.0026 | 3.0931 | 3.3328 | 3.6501 | 3.7703 | 3.6786 | 3.5207 | 3.4426 | 3.5874 | 3.9824 | 3.9342 | 3.6487 | 3.6315 | 3.6112 | 3.7162
UT | C&I | Smart Thermostats | Regulation | 0 | 3.1665 | 6.176 | 9.0264 | 10.4906 | 10.9151 | 11.8542 | 12.7389 | 11.492 | 11.2542 | 11.5148 | 11.2332 | 11.5376 | 10.1294 | 9.8084 | 8.7613 | 9.2391 | 9.5109 | 9.5296 | 7.8553 | 0 | 0.89062 | 1.9809 | 3.5187 | 3.6269 | 3.5746 | 3.6822 | 3.9676 | 4.3453 | 4.4884 | 4.3793 | 4.1913 | 4.0983 | 4.2707 | 4.7409 | 4.6836 | 4.3437 | 4.3233 | 4.299 | 4.424
UT | C&I | Smart Thermostats | Spinning Reserves | 0 | 2.6599 | 5.1878 | 7.5821 | 8.8121 | 9.1687 | 9.9575 | 10.7007 | 9.6533 | 9.4535 | 9.6724 | 9.4359 | 9.6916 | 8.5087 | 8.2391 | 7.3595 | 7.7608 | 7.9892 | 8.0049 | 6.5984 | 0 | 0.74812 | 1.664 | 2.9557 | 3.0466 | 3.0026 | 3.0931 | 3.3328 | 3.6501 | 3.7703 | 3.6786 | 3.5207 | 3.4426 | 3.5874 | 3.9824 | 3.9342 | 3.6487 | 3.6315 | 3.6112 | 3.7162
UT | C&I | Third Party | Capacity & Energy | 0 | 24.9066 | 47.3246 | 64.736 | 74.5006 | 76.3288 | 83.4036 | 87.5385 | 83.8141 | 86.2831 | 92.618 | 96.8844 | 107.6501 | 104.0174 | 105.8686 | 102.4794 | 112.186 | 120.9394 | 124.5477 | 104.9744 | 0 | 15.1218 | 30.4951 | 47.4286 | 50.1096 | 51.6367 | 53.3476 | 58.0417 | 56.9993 | 61.6241 | 64.5913 | 67.3565 | 69.5897 | 71.2404 | 73.5843 | 74.5201 | 79.2754 | 80.0361 | 81.1583 | 80.6848
UT | C&I | Third Party | EIM Capacity & Energy | 0 | 20.2983 | 38.8685 | 53.0296 | 61.5655 | 63.3771 | 69.7073 | 73.0724 | 70.8934 | 73.6964 | 79.479 | 83.6389 | 93.4274 | 90.9245 | 92.6315 | 90.1782 | 98.6824 | 106.6126 | 109.8776 | 92.6905 | 0 | 14.9718 | 30.2007 | 47.0443 | 49.6649 | 51.1748 | 52.8908 | 57.5614 | 56.6118 | 61.1975 | 64.1283 | 66.8742 | 69.1086 | 70.7644 | 73.1729 | 74.0842 | 78.7709 | 79.5347 | 80.6496 | 80.1789
UT | C&I | Third Party | EIM Capacity & Energy FMM | 0 | 20.2983 | 38.8685 | 53.0296 | 61.5655 | 63.3771 | 69.7073 | 73.0724 | 70.8934 | 73.6964 | 79.479 | 83.6389 | 93.4274 | 90.9245 | 92.6315 | 90.1782 | 98.6824 | 106.6126 | 109.8776 | 92.6905 | 0 | 14.9718 | 30.2007 | 47.0443 | 49.6649 | 51.1748 | 52.8908 | 57.5614 | 56.6118 | 61.1975 | 64.1283 | 66.8742 | 69.1086 | 70.7644 | 73.1729 | 74.0842 | 78.7709 | 79.5347 | 80.6496 | 80.1789
UT | C&I | Third Party | EIM Capacity & Energy RTD | 0 | 19.4358 | 37.1297 | 50.7384 | 59.1543 | 60.7601 | 67.0417 | 70.8557 | 68.6424 | 71.4622 | 77.5021 | 81.5836 | 91.5456 | 89.0987 | 91.2071 | 88.7024 | 97.2091 | 105.137 | 108.3971 | 91.1776 | 0 | 13.5505 | 27.3872 | 42.6909 | 45.1471 | 46.6467 | 48.3462 | 52.842 | 52.1382 | 56.4703 | 59.3761 | 62.132 | 64.4035 | 66.1428 | 68.5881 | 69.396 | 73.9081 | 74.6303 | 75.6618 | 75.1449
UT | C&I | Third Party | Frequency Response | 0 | 13.1073 | 24.9542 | 33.6032 | 39.7264 | 40.1531 | 44.1051 | 46.1695 | 43.5148 | 44.4103 | 47.0502 | 48.1536 | 53.2121 | 50.3602 | 50.3772 | 48.2769 | 52.1883 | 56.7016 | 58.7471 | 48.0975 | 0 | 9.7007 | 19.6518 | 30.6137 | 32.3555 | 33.3497 | 34.3445 | 37.4243 | 36.1712 | 38.5083 | 39.8419 | 41.0297 | 41.8803 | 42.3154 | 43.0924 | 42.8294 | 45.8835 | 46.0895 | 46.7484 | 46.2317
UT | C&I | Third Party | Non Spinning Reserves | 0 | 20.2983 | 38.8685 | 53.0296 | 61.5655 | 63.3771 | 69.7073 | 73.0724 | 70.8934 | 73.6964 | 79.479 | 83.6389 | 93.4274 | 90.9245 | 92.6315 | 90.1782 | 98.6824 | 106.6126 | 109.8776 | 92.6905 | 0 | 14.9718 | 30.2007 | 47.0443 | 49.6649 | 51.1748 | 52.8908 | 57.5614 | 56.6118 | 61.1975 | 64.1283 | 66.8742 | 69.1086 | 70.7644 | 73.1729 | 74.0842 | 78.7709 | 79.5347 | 80.6496 | 80.1789
UT | C&I | Third Party | Regulation | 0 | 20.6504 | 39.429 | 53.8288 | 62.5881 | 64.0929 | 70.4542 | 74.0707 | 71.6174 | 74.2499 | 80.2147 | 84.0653 | 93.9703 | 91.2345 | 93.1858 | 90.4747 | 99.0186 | 106.9954 | 110.2408 | 92.7825 | 0 | 14.4997 | 29.2439 | 45.5293 | 47.9847 | 49.4184 | 51.0252 | 55.519 | 54.5968 | 58.8663 | 61.6177 | 64.2168 | 66.2984 | 67.8675 | 70.2233 | 70.9193 | 75.4129 | 76.0893 | 77.1026 | 76.5685
UT | C&I | Third Party | Spinning Reserves | 0 | 20.2983 | 38.8685 | 53.0296 | 61.5655 | 63.3771 | 69.7073 | 73.0724 | 70.8934 | 73.6964 | 79.479 | 83.6389 | 93.4274 | 90.9245 | 92.6315 | 90.1782 | 98.6824 | 106.6126 | 109.8776 | 92.6905 | 0 | 14.9718 | 30.2007 | 47.0443 | 49.6649 | 51.1748 | 52.8908 | 57.5614 | 56.6118 | 61.1975 | 64.1283 | 66.8742 | 69.1086 | 70.7644 | 73.1729 | 74.0842 | 78.7709 | 79.5347 | 80.6496 | 80.1789
UT | C&I | Water Heater - DLC | Capacity & Energy | 0 | 1.6267 | 2.8323 | 3.3766 | 3.8198 | 3.4304 | 3.4447 | 3.2303 | 2.6419 | 2.3688 | 2.1495 | 1.8226 | 1.6458 | 1.2009 | 0.86969 | 0.72916 | 0.76253 | 0.82401 | 0.84268 | 0.67334 | 0 | 2.0317 | 3.7911 | 5.2969 | 5.139 | 4.7935 | 4.4197 | 4.2933 | 3.4834 | 3.2574 | 2.8919 | 2.4829 | 2.0556 | 1.6074 | 1.1467 | 1.0027 | 1.0655 | 1.0573 | 1.0525 | 1.033
UT | C&I | Water Heater - DLC | EIM Capacity & Energy | 0 | 1.6267 | 2.8323 | 3.3766 | 3.8198 | 3.4304 | 3.4447 | 3.2303 | 2.6419 | 2.3688 | 2.1495 | 1.8226 | 1.6458 | 1.2009 | 0.86969 | 0.72916 | 0.76253 | 0.82401 | 0.84268 | 0.67334 | 0 | 2.0317 | 3.7911 | 5.2969 | 5.139 | 4.7935 | 4.4197 | 4.2933 | 3.4834 | 3.2574 | 2.8919 | 2.4829 | 2.0556 | 1.6074 | 1.1467 | 1.0027 | 1.0655 | 1.0573 | 1.0525 | 1.033
UT | C&I | Water Heater - DLC | EIM Capacity & Energy FMM | 0 | 1.6267 | 2.8323 | 3.3766 | 3.8198 | 3.4304 | 3.4447 | 3.2303 | 2.6419 | 2.3688 | 2.1495 | 1.8226 | 1.6458 | 1.2009 | 0.86969 | 0.72916 | 0.76253 | 0.82401 | 0.84268 | 0.67334 | 0 | 2.0317 | 3.7911 | 5.2969 | 5.139 | 4.7935 | 4.4197 | 4.2933 | 3.4834 | 3.2574 | 2.8919 | 2.4829 | 2.0556 | 1.6074 | 1.1467 | 1.0027 | 1.0655 | 1.0573 | 1.0525 | 1.033
UT | C&I | Water Heater - DLC | EIM Capacity & Energy RTD | 0 | 2.372 | 4.1268 | 4.9154 | 5.5543 | 4.981 | 4.9926 | 4.6708 | 3.8086 | 3.4023 | 3.0734 | 2.5919 | 2.3256 | 1.6845 | 1.2099 | 1.0053 | 1.0392 | 1.1096 | 1.1212 | 0.88527 | 0 | 2.9625 | 5.5237 | 7.7108 | 7.4725 | 6.9603 | 6.4058 | 6.2079 | 5.0216 | 4.6784 | 4.1348 | 3.5309 | 2.9046 | 2.2547 | 1.5953 | 1.3824 | 1.4522 | 1.4237 | 1.4003 | 1.3582
UT | C&I | Water Heater - DLC | Frequency Response | 0 | 2.372 | 4.1268 | 4.9154 | 5.5543 | 4.981 | 4.9926 | 4.6708 | 3.8086 | 3.4023 | 3.0734 | 2.5919 | 2.3256 | 1.6845 | 1.2099 | 1.0053 | 1.0392 | 1.1096 | 1.1212 | 0.88527 | 0 | 2.9625 | 5.5237 | 7.7108 | 7.4725 | 6.9603 | 6.4058 | 6.2079 | 5.0216 | 4.6784 | 4.1348 | 3.5309 | 2.9046 | 2.2547 | 1.5953 | 1.3824 | 1.4522 | 1.4237 | 1.4003 | 1.3582
UT | C&I | Water Heater - DLC | Non Spinning Reserves | 0 | 1.6267 | 2.8323 | 3.3766 | 3.8198 | 3.4304 | 3.4447 | 3.2303 | 2.6419 | 2.3688 | 2.1495 | 1.8226 | 1.6458 | 1.2009 | 0.86969 | 0.72916 | 0.76253 | 0.82401 | 0.84268 | 0.67334 | 0 | 2.0317 | 3.7911 | 5.2969 | 5.139 | 4.7935 | 4.4197 | 4.2933 | 3.4834 | 3.2574 | 2.8919 | 2.4829 | 2.0556 | 1.6074 | 1.1467 | 1.0027 | 1.0655 | 1.0573 | 1.0525 | 1.033
UT | C&I | Water Heater - DLC | Regulation | 0 | 2.372 | 4.1268 | 4.9154 | 5.5543 | 4.981 | 4.9926 | 4.6708 | 3.8086 | 3.4023 | 3.0734 | 2.5919 | 2.3256 | 1.6845 | 1.2099 | 1.0053 | 1.0392 | 1.1096 | 1.1212 | 0.88527 | 0 | 2.9625 | 5.5237 | 7.7108 | 7.4725 | 6.9603 | 6.4058 | 6.2079 | 5.0216 | 4.6784 | 4.1348 | 3.5309 | 2.9046 | 2.2547 | 1.5953 | 1.3824 | 1.4522 | 1.4237 | 1.4003 | 1.3582
UT | C&I | Water Heater - DLC | Spinning Reserves | 0 | 1.6267 | 2.8323 | 3.3766 | 3.8198 | 3.4304 | 3.4447 | 3.2303 | 2.6419 | 2.3688 | 2.1495 | 1.8226 | 1.6458 | 1.2009 | 0.86969 | 0.72916 | 0.76253 | 0.82401 | 0.84268 | 0.67334 | 0 | 2.0317 | 3.7911 | 5.2969 | 5.139 | 4.7935 | 4.4197 | 4.2933 | 3.4834 | 3.2574 | 2.8919 | 2.4829 | 2.0556 | 1.6074 | 1.1467 | 1.0027 | 1.0655 | 1.0573 | 1.0525 | 1.033
UT | Irrigation | Irrigation DLC | Capacity & Energy | 0 | 6.6698 | 12.8513 | 13.5793 | 13.79 | 13.464 | 13.4825 | 13.473 | 13.979 | 13.8101 | 13.6947 | 13.5675 | 13.2382 | 12.6968 | 13.901 | 13.7944 | 13.3048 | 13.319 | 13.1402 | 12.4331 | 0 | 0.064114 | 0.13059 | 0.11558 | 0.12077 | 0.12093 | 0.121 | 0.12724 | 0.11294 | 0.11556 | 0.11993 | 0.12032 | 0.12514 | 0.12908 | 0.11228 | 0.11542 | 0.1195 | 0.11954 | 0.12423 | 0.12938
UT | Irrigation | Irrigation DLC | EIM Capacity & Energy | 0 | 6.6698 | 12.8513 | 13.5793 | 13.79 | 13.464 | 13.4825 | 13.473 | 13.979 | 13.8101 | 13.6947 | 13.5675 | 13.2382 | 12.6968 | 13.901 | 13.7944 | 13.3048 | 13.319 | 13.1402 | 12.4331 | 0 | 0.064114 | 0.13059 | 0.11558 | 0.12077 | 0.12093 | 0.121 | 0.12724 | 0.11294 | 0.11556 | 0.11993 | 0.12032 | 0.12514 | 0.12908 | 0.11228 | 0.11542 | 0.1195 | 0.11954 | 0.12423 | 0.12938
UT | Irrigation | Irrigation DLC | EIM Capacity & Energy FMM | 0 | 6.6698 | 12.8513 | 13.5793 | 13.79 | 13.464 | 13.4825 | 13.473 | 13.979 | 13.8101 | 13.6947 | 13.5675 | 13.2382 | 12.6968 | 13.901 | 13.7944 | 13.3048 | 13.319 | 13.1402 | 12.4331 | 0 | 0.064114 | 0.13059 | 0.11558 | 0.12077 | 0.12093 | 0.121 | 0.12724 | 0.11294 | 0.11556 | 0.11993 | 0.12032 | 0.12514 | 0.12908 | 0.11228 | 0.11542 | 0.1195 | 0.11954 | 0.12423 | 0.12938
UT | Irrigation | Irrigation DLC | EIM Capacity & Energy RTD | 0 | 6.6698 | 12.8513 | 13.5793 | 13.79 | 13.464 | 13.4825 | 13.473 | 13.979 | 13.8101 | 13.6947 | 13.5675 | 13.2382 | 12.6968 | 13.901 | 13.7944 | 13.3048 | 13.319 | 13.1402 | 12.4331 | 0 | 0.064114 | 0.13059 | 0.11558 | 0.12077 | 0.12093 | 0.121 | 0.12724 | 0.11294 | 0.11556 | 0.11993 | 0.12032 | 0.12514 | 0.12908 | 0.11228 | 0.11542 | 0.1195 | 0.11954 | 0.12423 | 0.12938
UT | Irrigation | Irrigation DLC | Frequency Response | 0 | 6.6698 | 12.8513 | 13.5793 | 13.79 | 13.464 | 13.4825 | 13.473 | 13.979 | 13.8101 | 13.6947 | 13.5675 | 13.2382 | 12.6968 | 13.901 | 13.7944 | 13.3048 | 13.319 | 13.1402 | 12.4331 | 0 | 0.064114 | 0.13059 | 0.11558 | 0.12077 | 0.12093 | 0.121 | 0.12724 | 0.11294 | 0.11556 | 0.11993 | 0.12032 | 0.12514 | 0.12908 | 0.11228 | 0.11542 | 0.1195 | 0.11954 | 0.12423 | 0.12938
UT | Irrigation | Irrigation DLC | Non Spinning Reserves | 0 | 6.6698 | 12.8513 | 13.5793 | 13.79 | 13.464 | 13.4825 | 13.473 | 13.979 | 13.8101 | 13.6947 | 13.5675 | 13.2382 | 12.6968 | 13.901 | 13.7944 | 13.3048 | 13.319 | 13.1402 | 12.4331 | 0 | 0.064114 | 0.13059 | 0.11558 | 0.12077 | 0.12093 | 0.121 | 0.12724 | 0.11294 | 0.11556 | 0.11993 | 0.12032 | 0.12514 | 0.12908 | 0.11228 | 0.11542 | 0.1195 | 0.11954 | 0.12423 | 0.12938
UT | Irrigation | Irrigation DLC | Regulation | 0 | 6.6698 | 12.8513 | 13.5793 | 13.79 | 13.464 | 13.4825 | 13.473 | 13.979 | 13.8101 | 13.6947 | 13.5675 | 13.2382 | 12.6968 | 13.901 | 13.7944 | 13.3048 | 13.319 | 13.1402 | 12.4331 | 0 | 0.064114 | 0.13059 | 0.11558 | 0.12077 | 0.12093 | 0.121 | 0.12724 | 0.11294 | 0.11556 | 0.11993 | 0.12032 | 0.12514 | 0.12908 | 0.11228 | 0.11542 | 0.1195 | 0.11954 | 0.12423 | 0.12938
UT | Irrigation | Irrigation DLC | Spinning Reserves | 0 | 6.6698 | 12.8513 | 13.5793 | 13.79 | 13.464 | 13.4825 | 13.473 | 13.979 | 13.8101 | 13.6947 | 13.5675 | 13.2382 | 12.6968 | 13.901 | 13.7944 | 13.3048 | 13.319 | 13.1402 | 12.4331 | 0 | 0.064114 | 0.13059 | 0.11558 | 0.12077 | 0.12093 | 0.121 | 0.12724 | 0.11294 | 0.11556 | 0.11993 | 0.12032 | 0.12514 | 0.12908 | 0.11228 | 0.11542 | 0.1195 | 0.11954 | 0.12423 | 0.12938
UT | Residential | Battery DLC | Capacity & Energy | 0 | 11.4021 | 23.1309 | 35.273 | 35.7632 | 36.3398 | 36.9742 | 37.6662 | 38.2428 | 38.7618 | 39.2808 | 44.6726 | 56.1481 | 70.2185 | 82.9627 | 103.5205 | 122.6367 | 139.6482 | 158.5625 | 179.6394 | 0 | 11.4021 | 23.1309 | 35.273 | 35.7632 | 36.3398 | 36.9742 | 37.6662 | 38.2428 | 38.7618 | 39.2808 | 44.6726 | 56.1481 | 70.2185 | 82.9627 | 103.5205 | 122.6367 | 139.6482 | 158.5625 | 179.6394
UT | Residential | Battery DLC | EIM Capacity & Energy | 0 | 11.4021 | 23.1309 | 35.273 | 35.7632 | 36.3398 | 36.9742 | 37.6662 | 38.2428 | 38.7618 | 39.2808 | 44.6726 | 56.1481 | 70.2185 | 82.9627 | 103.5205 | 122.6367 | 139.6482 | 158.5625 | 179.6394 | 0 | 11.4021 | 23.1309 | 35.273 | 35.7632 | 36.3398 | 36.9742 | 37.6662 | 38.2428 | 38.7618 | 39.2808 | 44.6726 | 56.1481 | 70.2185 | 82.9627 | 103.5205 | 122.6367 | 139.6482 | 158.5625 | 179.6394
UT | Residential | Battery DLC | EIM Capacity & Energy FMM | 0 | 11.4021 | 23.1309 | 35.273 | 35.7632 | 36.3398 | 36.9742 | 37.6662 | 38.2428 | 38.7618 | 39.2808 | 44.6726 | 56.1481 | 70.2185 | 82.9627 | 103.5205 | 122.6367 | 139.6482 | 158.5625 | 179.6394 | 0 | 11.4021 | 23.1309 | 35.273 | 35.7632 | 36.3398 | 36.9742 | 37.6662 | 38.2428 | 38.7618 | 39.2808 | 44.6726 | 56.1481 | 70.2185 | 82.9627 | 103.5205 | 122.6367 | 139.6482 | 158.5625 | 179.6394
UT | Residential | Battery DLC | EIM Capacity & Energy RTD | 0 | 16.8752 | 34.2993 | 52.4178 | 53.2412 | 54.21 | 55.2757 | 56.4382 | 57.407 | 58.2789 | 59.1508 | 68.209 | 87.4878 | 111.1262 | 132.5363 | 167.0736 | 199.1888 | 227.768 | 259.5441 | 294.9533 | 0 | 16.8752 | 34.2993 | 52.4178 | 53.2412 | 54.21 | 55.2757 | 56.4382 | 57.407 | 58.2789 | 59.1508 | 68.209 | 87.4878 | 111.1262 | 132.5363 | 167.0736 | 199.1888 | 227.768 | 259.5441 | 294.9533
UT | Residential | Battery DLC | Frequency Response | 0 | 16.8752 | 34.2993 | 52.4178 | 53.2412 | 54.21 | 55.2757 | 56.4382 | 57.407 | 58.2789 | 59.1508 | 68.209 | 87.4878 | 111.1262 | 132.5363 | 167.0736 | 199.1888 | 227.768 | 259.5441 | 294.9533 | 0 | 16.8752 | 34.2993 | 52.4178 | 53.2412 | 54.21 | 55.2757 | 56.4382 | 57.407 | 58.2789 | 59.1508 | 68.209 | 87.4878 | 111.1262 | 132.5363 | 167.0736 | 199.1888 | 227.768 | 259.5441 | 294.9533
UT | Residential | Battery DLC | Non Spinning Reserves | 0 | 11.4021 | 23.1309 | 35.273 | 35.7632 | 36.3398 | 36.9742 | 37.6662 | 38.2428 | 38.7618 | 39.2808 | 44.6726 | 56.1481 | 70.2185 | 82.9627 | 103.5205 | 122.6367 | 139.6482 | 158.5625 | 179.6394 | 0 | 11.4021 | 23.1309 | 35.273 | 35.7632 | 36.3398 | 36.9742 | 37.6662 | 38.2428 | 38.7618 | 39.2808 | 44.6726 | 56.1481 | 70.2185 | 82.9627 | 103.5205 | 122.6367 | 139.6482 | 158.5625 | 179.6394
UT | Residential | Battery DLC | Regulation | 0 | 16.8752 | 34.2993 | 52.4178 | 53.2412 | 54.21 | 55.2757 | 56.4382 | 57.407 | 58.2789 | 59.1508 | 68.209 | 87.4878 | 111.1262 | 132.5363 | 167.0736 | 199.1888 | 227.768 | 259.5441 | 294.9533 | 0 | 16.8752 | 34.2993 | 52.4178 | 53.2412 | 54.21 | 55.2757 | 56.4382 | 57.407 | 58.2789 | 59.1508 | 68.209 | 87.4878 | 111.1262 | 132.5363 | 167.0736 | 199.1888 | 227.768 | 259.5441 | 294.9533
UT | Residential | Battery DLC | Spinning Reserves | 0 | 11.4021 | 23.1309 | 35.273 | 35.7632 | 36.3398 | 36.9742 | 37.6662 | 38.2428 | 38.7618 | 39.2808 | 44.6726 | 56.1481 | 70.2185 | 82.9627 | 103.5205 | 122.6367 | 139.6482 | 158.5625 | 179.6394 | 0 | 11.4021 | 23.1309 | 35.273 | 35.7632 | 36.3398 | 36.9742 | 37.6662 | 38.2428 | 38.7618 | 39.2808 | 44.6726 | 56.1481 | 70.2185 | 82.9627 | 103.5205 | 122.6367 | 139.6482 | 158.5625 | 179.6394
UT | Residential | EV DLC | Capacity & Energy | 0 | 0.86759 | 2.6084 | 5.6702 | 7.4298 | 9.6341 | 12.3184 | 15.9262 | 17.8964 | 19.3474 | 20.9637 | 22.3676 | 23.4208 | 24.9155 | 27.6557 | 29.3563 | 30.6413 | 32.2058 | 33.6767 | 35.9959 | 0 | 0.89539 | 2.7296 | 5.5187 | 7.3297 | 9.6922 | 12.4413 | 15.8468 | 17.5448 | 18.9645 | 20.6811 | 22.2885 | 24.1714 | 26.0737 | 27.1123 | 28.7752 | 30.8259 | 32.5271 | 34.7561 | 36.889
UT | Residential | EV DLC | EIM Capacity & Energy | 0 | 0.86759 | 2.6084 | 5.6702 | 7.4298 | 9.6341 | 12.3184 | 15.9262 | 17.8964 | 19.3474 | 20.9637 | 22.3676 | 23.4208 | 24.9155 | 27.6557 | 29.3563 | 30.6413 | 32.2058 | 33.6767 | 35.9959 | 0 | 0.89539 | 2.7296 | 5.5187 | 7.3297 | 9.6922 | 12.4413 | 15.8468 | 17.5448 | 18.9645 | 20.6811 | 22.2885 | 24.1714 | 26.0737 | 27.1123 | 28.7752 | 30.8259 | 32.5271 | 34.7561 | 36.889
UT | Residential | EV DLC | EIM Capacity & Energy FMM | 0 | 0.86759 | 2.6084 | 5.6702 | 7.4298 | 9.6341 | 12.3184 | 15.9262 | 17.8964 | 19.3474 | 20.9637 | 22.3676 | 23.4208 | 24.9155 | 27.6557 | 29.3563 | 30.6413 | 32.2058 | 33.6767 | 35.9959 | 0 | 0.89539 | 2.7296 | 5.5187 | 7.3297 | 9.6922 | 12.4413 | 15.8468 | 17.5448 | 18.9645 | 20.6811 | 22.2885 | 24.1714 | 26.0737 | 27.1123 | 28.7752 | 30.8259 | 32.5271 | 34.7561 | 36.889
UT | Residential | EV DLC | EIM Capacity & Energy RTD | 0 | 0.40777 | 1.3824 | 3.3454 | 4.8294 | 6.8402 | 9.4852 | 13.2188 | 15.2119 | 16.4453 | 17.8191 | 19.0124 | 19.9077 | 21.1782 | 23.5073 | 24.9528 | 26.0451 | 27.3749 | 28.6252 | 30.5966 | 0 | 0.42083 | 1.4467 | 3.2561 | 4.7643 | 6.8814 | 9.5798 | 13.1528 | 14.9131 | 16.1198 | 17.5789 | 18.9453 | 20.5457 | 22.1627 | 23.0455 | 24.4589 | 26.202 | 27.648 | 29.5427 | 31.3557
UT | Residential | EV DLC | Frequency Response | 0 | 0.40777 | 1.3824 | 3.3454 | 4.8294 | 6.8402 | 9.4852 | 13.2188 | 15.2119 | 16.4453 | 17.8191 | 19.0124 | 19.9077 | 21.1782 | 23.5073 | 24.9528 | 26.0451 | 27.3749 | 28.6252 | 30.5966 | 0 | 0.42083 | 1.4467 | 3.2561 | 4.7643 | 6.8814 | 9.5798 | 13.1528 | 14.9131 | 16.1198 | 17.5789 | 18.9453 | 20.5457 | 22.1627 | 23.0455 | 24.4589 | 26.202 | 27.648 | 29.5427 | 31.3557
UT | Residential | EV DLC | Non Spinning Reserves | 0 | 0.86759 | 2.6084 | 5.6702 | 7.4298 | 9.6341 | 12.3184 | 15.9262 | 17.8964 | 19.3474 | 20.9637 | 22.3676 | 23.4208 | 24.9155 | 27.6557 | 29.3563 | 30.6413 | 32.2058 | 33.6767 | 35.9959 | 0 | 0.89539 | 2.7296 | 5.5187 | 7.3297 | 9.6922 | 12.4413 | 15.8468 | 17.5448 | 18.9645 | 20.6811 | 22.2885 | 24.1714 | 26.0737 | 27.1123 | 28.7752 | 30.8259 | 32.5271 | 34.7561 | 36.889
UT | Residential | EV DLC | Regulation | 0 | 0.86759 | 2.6084 | 5.6702 | 7.4298 | 9.6341 | 12.3184 | 15.9262 | 17.8964 | 19.3474 | 20.9637 | 22.3676 | 23.4208 | 24.9155 | 27.6557 | 29.3563 | 30.6413 | 32.2058 | 33.6767 | 35.9959 | 0 | 0.89539 | 2.7296 | 5.5187 | 7.3297 | 9.6922 | 12.4413 | 15.8468 | 17.5448 | 18.9645 | 20.6811 | 22.2885 | 24.1714 | 26.0737 | 27.1123 | 28.7752 | 30.8259 | 32.5271 | 34.7561 | 36.889
UT | Residential | EV DLC | Spinning Reserves | 0 | 0.40777 | 1.3824 | 3.3454 | 4.8294 | 6.8402 | 9.4852 | 13.2188 | 15.2119 | 16.4453 | 17.8191 | 19.0124 | 19.9077 | 21.1782 | 23.5073 | 24.9528 | 26.0451 | 27.3749 | 28.6252 | 30.5966 | 0 | 0.42083 | 1.4467 | 3.2561 | 4.7643 | 6.8814 | 9.5798 | 13.1528 | 14.9131 | 16.1198 | 17.5789 | 18.9453 | 20.5457 | 22.1627 | 23.0455 | 24.4589 | 26.202 | 27.648 | 29.5427 | 31.3557
UT | Residential | Grid Interactive Water Heater | Capacity & Energy | 0 | 0.079795 | 0.42543 | 1.1873 | 1.7868 | 2.5279 | 3.3355 | 4.1932 | 5.2254 | 6.1514 | 7.0923 | 8.1465 | 9.0137 | 10.1527 | 11.5236 | 12.1251 | 12.3382 | 12.5298 | 12.8397 | 13.7333 | 0 | 0.18449 | 0.9848 | 2.6335 | 4.1906 | 5.9964 | 8.1125 | 10.4272 | 12.7757 | 15.8352 | 18.979 | 22.3436 | 26.0705 | 29.8083 | 33.1467 | 36.7305 | 38.872 | 40.9822 | 43.2506 | 45.0565
UT | Residential | Grid Interactive Water Heater | EIM Capacity & Energy | 0 | 0.079795 | 0.42543 | 1.1873 | 1.7868 | 2.5279 | 3.3355 | 4.1932 | 5.2254 | 6.1514 | 7.0923 | 8.1465 | 9.0137 | 10.1527 | 11.5236 | 12.1251 | 12.3382 | 12.5298 | 12.8397 | 13.7333 | 0 | 0.18449 | 0.9848 | 2.6335 | 4.1906 | 5.9964 | 8.1125 | 10.4272 | 12.7757 | 15.8352 | 18.979 | 22.3436 | 26.0705 | 29.8083 | 33.1467 | 36.7305 | 38.872 | 40.9822 | 43.2506 | 45.0565
UT | Residential | Grid Interactive Water Heater | EIM Capacity & Energy FMM | 0 | 0.079795 | 0.42543 | 1.1873 | 1.7868 | 2.5279 | 3.3355 | 4.1932 | 5.2254 | 6.1514 | 7.0923 | 8.1465 | 9.0137 | 10.1527 | 11.5236 | 12.1251 | 12.3382 | 12.5298 | 12.8397 | 13.7333 | 0 | 0.18449 | 0.9848 | 2.6335 | 4.1906 | 5.9964 | 8.1125 | 10.4272 | 12.7757 | 15.8352 | 18.979 | 22.3436 | 26.0705 | 29.8083 | 33.1467 | 36.7305 | 38.872 | 40.9822 | 43.2506 | 45.0565
UT | Residential | Grid Interactive Water Heater | EIM Capacity & Energy RTD | 0 | 0.11153 | 0.59305 | 1.6498 | 2.4741 | 3.4848 | 4.5751 | 5.7112 | 7.057 | 8.226 | 9.3839 | 10.6504 | 11.6486 | 12.9626 | 14.554 | 15.1597 | 15.2118 | 15.2578 | 15.4824 | 16.4295 | 0 | 0.25548 | 1.3584 | 3.6166 | 5.7184 | 8.1284 | 10.9142 | 13.8913 | 16.846 | 20.5979 | 24.3554 | 28.2861 | 32.5732 | 36.8118 | 40.5378 | 44.4544 | 46.4494 | 48.457 | 50.741 | 52.5842
UT | Residential | Grid Interactive Water Heater | Frequency Response | 0 | 0.11153 | 0.59305 | 1.6498 | 2.4741 | 3.4848 | 4.5751 | 5.7112 | 7.057 | 8.226 | 9.3839 | 10.6504 | 11.6486 | 12.9626 | 14.554 | 15.1597 | 15.2118 | 15.2578 | 15.4824 | 16.4295 | 0 | 0.25548 | 1.3584 | 3.6166 | 5.7184 | 8.1284 | 10.9142 | 13.8913 | 16.846 | 20.5979 | 24.3554 | 28.2861 | 32.5732 | 36.8118 | 40.5378 | 44.4544 | 46.4494 | 48.457 | 50.741 | 52.5842
UT | Residential | Grid Interactive Water Heater | Non Spinning Reserves | 0 | 0.079795 | 0.42543 | 1.1873 | 1.7868 | 2.5279 | 3.3355 | 4.1932 | 5.2254 | 6.1514 | 7.0923 | 8.1465 | 9.0137 | 10.1527 | 11.5236 | 12.1251 | 12.3382 | 12.5298 | 12.8397 | 13.7333 | 0 | 0.18449 | 0.9848 | 2.6335 | 4.1906 | 5.9964 | 8.1125 | 10.4272 | 12.7757 | 15.8352 | 18.979 | 22.3436 | 26.0705 | 29.8083 | 33.1467 | 36.7305 | 38.872 | 40.9822 | 43.2506 | 45.0565
UT | Residential | Grid Interactive Water Heater | Regulation | 0 | 0.11153 | 0.59305 | 1.6498 | 2.4741 | 3.4848 | 4.5751 | 5.7112 | 7.057 | 8.226 | 9.3839 | 10.6504 | 11.6486 | 12.9626 | 14.554 | 15.1597 | 15.2118 | 15.2578 | 15.4824 | 16.4295 | 0 | 0.25548 | 1.3584 | 3.6166 | 5.7184 | 8.1284 | 10.9142 | 13.8913 | 16.846 | 20.5979 | 24.3554 | 28.2861 | 32.5732 | 36.8118 | 40.5378 | 44.4544 | 46.4494 | 48.457 | 50.741 | 52.5842
UT | Residential | Grid Interactive Water Heater | Spinning Reserves | 0 | 0.079795 | 0.42543 | 1.1873 | 1.7868 | 2.5279 | 3.3355 | 4.1932 | 5.2254 | 6.1514 | 7.0923 | 8.1465 | 9.0137 | 10.1527 | 11.5236 | 12.1251 | 12.3382 | 12.5298 | 12.8397 | 13.7333 | 0 | 0.18449 | 0.9848 | 2.6335 | 4.1906 | 5.9964 | 8.1125 | 10.4272 | 12.7757 | 15.8352 | 18.979 | 22.3436 | 26.0705 | 29.8083 | 33.1467 | 36.7305 | 38.872 | 40.9822 | 43.2506 | 45.0565
UT | Residential | Home Energy Management System | Capacity & Energy | 0 | 0.068618 | 0.1749 | 0.32647 | 0.39881 | 0.4856 | 0.57974 | 0.67809 | 0.77511 | 0.86091 | 0.92656 | 0.97365 | 1.0053 | 1.0289 | 1.037 | 1.0465 | 1.0558 | 1.0617 | 1.071 | 1.0864 | 0 | 0.067144 | 0.16854 | 0.31456 | 0.38048 | 0.4573 | 0.54164 | 0.6261 | 0.71446 | 0.7858 | 0.84056 | 0.87692 | 0.90275 | 0.91459 | 0.92939 | 0.9319 | 0.9372 | 0.94289 | 0.9473 | 0.94851
UT | Residential | Home Energy Management System | EIM Capacity & Energy | 0 | 0.068618 | 0.1749 | 0.32647 | 0.39881 | 0.4856 | 0.57974 | 0.67809 | 0.77511 | 0.86091 | 0.92656 | 0.97365 | 1.0053 | 1.0289 | 1.037 | 1.0465 | 1.0558 | 1.0617 | 1.071 | 1.0864 | 0 | 0.067144 | 0.16854 | 0.31456 | 0.38048 | 0.4573 | 0.54164 | 0.6261 | 0.71446 | 0.7858 | 0.84056 | 0.87692 | 0.90275 | 0.91459 | 0.92939 | 0.9319 | 0.9372 | 0.94289 | 0.9473 | 0.94851
UT | Residential | Home Energy Management System | EIM Capacity & Energy FMM | 0 | 0.068618 | 0.1749 | 0.32647 | 0.39881 | 0.4856 | 0.57974 | 0.67809 | 0.77511 | 0.86091 | 0.92656 | 0.97365 | 1.0053 | 1.0289 | 1.037 | 1.0465 | 1.0558 | 1.0617 | 1.071 | 1.0864 | 0 | 0.067144 | 0.16854 | 0.31456 | 0.38048 | 0.4573 | 0.54164 | 0.6261 | 0.71446 | 0.7858 | 0.84056 | 0.87692 | 0.90275 | 0.91459 | 0.92939 | 0.9319 | 0.9372 | 0.94289 | 0.9473 | 0.94851
UT | Residential | Home Energy Management System | EIM Capacity & Energy RTD | 0 | 0.024387 | 0.060886 | 0.11138 | 0.13325 | 0.15806 | 0.18461 | 0.21141 | 0.23771 | 0.25925 | 0.27523 | 0.28553 | 0.29241 | 0.29617 | 0.29775 | 0.29725 | 0.29858 | 0.29926 | 0.3 | 0.30096 | 0 | 0.036811 | 0.090908 | 0.16854 | 0.19856 | 0.23355 | 0.27085 | 0.30636 | 0.34727 | 0.37453 | 0.39434 | 0.40677 | 0.41374 | 0.41555 | 0.42425 | 0.41975 | 0.41984 | 0.4203 | 0.41839 | 0.41546
UT | Residential | Home Energy Management System | Frequency Response | 0 | 0 | 0 | 0 | 0 | 0 | 0 | 0 | 0 | 0 | 0 | 0 | 0 | 0 | 0 | 0 | 0 | 0 | 0 | 0 | 0 | 0 | 0 | 0 | 0 | 0 | 0 | 0 | 0 | 0 | 0 | 0 | 0 | 0 | 0 | 0 | 0 | 0 | 0 | 0
UT | Residential | Home Energy Management System | Non Spinning Reserves | 0 | 0.068618 | 0.1749 | 0.32647 | 0.39881 | 0.4856 | 0.57974 | 0.67809 | 0.77511 | 0.86091 | 0.92656 | 0.97365 | 1.0053 | 1.0289 | 1.037 | 1.0465 | 1.0558 | 1.0617 | 1.071 | 1.0864 | 0 | 0.067144 | 0.16854 | 0.31456 | 0.38048 | 0.4573 | 0.54164 | 0.6261 | 0.71446 | 0.7858 | 0.84056 | 0.87692 | 0.90275 | 0.91459 | 0.92939 | 0.9319 | 0.9372 | 0.94289 | 0.9473 | 0.94851
UT | Residential | Home Energy Management System | Regulation | 0 | 0.031722 | 0.079778 | 0.14676 | 0.17698 | 0.21202 | 0.24966 | 0.28804 | 0.32555 | 0.35764 | 0.38186 | 0.39811 | 0.40923 | 0.41631 | 0.41814 | 0.41931 | 0.4224 | 0.42396 | 0.42609 | 0.42924 | 0 | 0.041805 | 0.10367 | 0.19247 | 0.22837 | 0.27017 | 0.31512 | 0.35858 | 0.40707 | 0.44156 | 0.46702 | 0.4833 | 0.49329 | 0.4967 | 0.50621 | 0.5029 | 0.50386 | 0.50516 | 0.50425 | 0.50195
UT | Residential | Home Energy Management System | Spinning Reserves | 0 | 0.033007 | 0.085015 | 0.15921 | 0.1968 | 0.24282 | 0.29274 | 0.34484 | 0.39529 | 0.44278 | 0.47986 | 0.50658 | 0.52571 | 0.54063 | 0.54174 | 0.54927 | 0.55721 | 0.56115 | 0.56739 | 0.57725 | 0 | 0.022474 | 0.057427 | 0.10766 | 0.13414 | 0.16477 | 0.19921 | 0.23496 | 0.2691 | 0.3016 | 0.32706 | 0.34436 | 0.35795 | 0.36519 | 0.3688 | 0.37414 | 0.3781 | 0.38187 | 0.38633 | 0.38918
UT | Residential | HVAC - DLC | Capacity & Energy | 0 | -0.31747 | 0.0093183 | 6.2817 | 8.462 | 9.0267 | 9.9656 | 14.0109 | 15.94 | 17.552 | 19.4874 | 18.9653 | 19.521 | 20.1257 | 29.1502 | 30.192 | 32.3448 | 33.9938 | 34.0097 | 35.6097 | 0 | 15.6741 | 31.6198 | 50.4158 | 48.8039 | 48.7279 | 49.1788 | 47.6465 | 49.8087 | 48.1267 | 48.5397 | 49.313 | 47.2748 | 47.8646 | 50.8984 | 50.0959 | 50.1747 | 51.0711 | 49.1401 | 51.2314
UT | Residential | HVAC - DLC | EIM Capacity & Energy | 0 | -0.31747 | 0.0093183 | 6.2817 | 8.462 | 9.0267 | 9.9656 | 14.0109 | 15.94 | 17.552 | 19.4874 | 18.9653 | 19.521 | 20.1257 | 29.1502 | 30.192 | 32.3448 | 33.9938 | 34.0097 | 35.6097 | 0 | 15.6741 | 31.6198 | 50.4158 | 48.8039 | 48.7279 | 49.1788 | 47.6465 | 49.8087 | 48.1267 | 48.5397 | 49.313 | 47.2748 | 47.8646 | 50.8984 | 50.0959 | 50.1747 | 51.0711 | 49.1401 | 51.2314
UT | Residential | HVAC - DLC | EIM Capacity & Energy FMM | 0 | -0.31747 | 0.0093183 | 6.2817 | 8.462 | 9.0267 | 9.9656 | 14.0109 | 15.94 | 17.552 | 19.4874 | 18.9653 | 19.521 | 20.1257 | 29.1502 | 30.192 | 32.3448 | 33.9938 | 34.0097 | 35.6097 | 0 | 15.6741 | 31.6198 | 50.4158 | 48.8039 | 48.7279 | 49.1788 | 47.6465 | 49.8087 | 48.1267 | 48.5397 | 49.313 | 47.2748 | 47.8646 | 50.8984 | 50.0959 | 50.1747 | 51.0711 | 49.1401 | 51.2314
UT | Residential | HVAC - DLC | EIM Capacity & Energy RTD | 0 | -0.84317 | -0.33752 | 12.4456 | 16.9768 | 18.1845 | 20.1685 | 28.5621 | 32.5891 | 35.9548 | 39.9775 | 38.9154 | 40.0672 | 41.3126 | 59.9318 | 62.0725 | 66.5056 | 69.8985 | 69.9214 | 73.2131 | 0 | 22.7571 | 45.9086 | 73.1983 | 70.8582 | 70.7478 | 71.4024 | 69.1777 | 72.317 | 69.8749 | 70.4745 | 71.5973 | 68.638 | 69.4943 | 73.8991 | 72.734 | 72.8483 | 74.1498 | 71.3463 | 74.3825
UT | Residential | HVAC - DLC | Frequency Response | 0 | -1.3392 | -1.2828 | 11.0327 | 15.6341 | 16.9502 | 19.0511 | 27.539 | 31.675 | 35.1337 | 39.2198 | 38.202 | 39.3635 | 40.5983 | 59.1471 | 61.2565 | 65.65 | 69.0057 | 69.0019 | 72.2567 | 0 | 0 | 0 | 0 | 0 | 0 | 0 | 0 | 0 | 0 | 0 | 0 | 0 | 0 | 0 | 0 | 0 | 0 | 0 | 0
UT | Residential | HVAC - DLC | Non Spinning Reserves | 0 | -0.31747 | 0.0093183 | 6.2817 | 8.462 | 9.0267 | 9.9656 | 14.0109 | 15.94 | 17.552 | 19.4874 | 18.9653 | 19.521 | 20.1257 | 29.1502 | 30.192 | 32.3448 | 33.9938 | 34.0097 | 35.6097 | 0 | 15.6741 | 31.6198 | 50.4158 | 48.8039 | 48.7279 | 49.1788 | 47.6465 | 49.8087 | 48.1267 | 48.5397 | 49.313 | 47.2748 | 47.8646 | 50.8984 | 50.0959 | 50.1747 | 51.0711 | 49.1401 | 51.2314
UT | Residential | HVAC - DLC | Regulation | 0 | -0.84317 | -0.33752 | 12.4456 | 16.9768 | 18.1845 | 20.1685 | 28.5621 | 32.5891 | 35.9548 | 39.9775 | 38.9154 | 40.0672 | 41.3126 | 59.9318 | 62.0725 | 66.5056 | 69.8985 | 69.9214 | 73.2131 | 0 | 22.7571 | 45.9086 | 73.1983 | 70.8582 | 70.7478 | 71.4024 | 69.1777 | 72.317 | 69.8749 | 70.4745 | 71.5973 | 68.638 | 69.4943 | 73.8991 | 72.734 | 72.8483 | 74.1498 | 71.3463 | 74.3825
UT | Residential | HVAC - DLC | Spinning Reserves | 0 | -0.31747 | 0.0093183 | 6.2817 | 8.462 | 9.0267 | 9.9656 | 14.0109 | 15.94 | 17.552 | 19.4874 | 18.9653 | 19.521 | 20.1257 | 29.1502 | 30.192 | 32.3448 | 33.9938 | 34.0097 | 35.6097 | 0 | 15.6741 | 31.6198 | 50.4158 | 48.8039 | 48.7279 | 49.1788 | 47.6465 | 49.8087 | 48.1267 | 48.5397 | 49.313 | 47.2748 | 47.8646 | 50.8984 | 50.0959 | 50.1747 | 51.0711 | 49.1401 | 51.2314
UT | Residential | Pool Pump - DLC | Capacity & Energy | 0 | 0.026274 | 0.065475 | 0.12177 | 0.13912 | 0.15371 | 0.16866 | 0.18714 | 0.2043 | 0.21806 | 0.23247 | 0.24374 | 0.24691 | 0.25378 | 0.27253 | 0.28013 | 0.27862 | 0.27179 | 0.26491 | 0.265 | 0 | 0.027116 | 0.068519 | 0.11852 | 0.13725 | 0.15463 | 0.17034 | 0.18621 | 0.20029 | 0.21375 | 0.22933 | 0.24288 | 0.25482 | 0.26558 | 0.26718 | 0.27459 | 0.2803 | 0.2745 | 0.2734 | 0.27158
UT | Residential | Pool Pump - DLC | EIM Capacity & Energy | 0 | 0.026274 | 0.065475 | 0.12177 | 0.13912 | 0.15371 | 0.16866 | 0.18714 | 0.2043 | 0.21806 | 0.23247 | 0.24374 | 0.24691 | 0.25378 | 0.27253 | 0.28013 | 0.27862 | 0.27179 | 0.26491 | 0.265 | 0 | 0.027116 | 0.068519 | 0.11852 | 0.13725 | 0.15463 | 0.17034 | 0.18621 | 0.20029 | 0.21375 | 0.22933 | 0.24288 | 0.25482 | 0.26558 | 0.26718 | 0.27459 | 0.2803 | 0.2745 | 0.2734 | 0.27158
UT | Residential | Pool Pump - DLC | EIM Capacity & Energy FMM | 0 | 0.026274 | 0.065475 | 0.12177 | 0.13912 | 0.15371 | 0.16866 | 0.18714 | 0.2043 | 0.21806 | 0.23247 | 0.24374 | 0.24691 | 0.25378 | 0.27253 | 0.28013 | 0.27862 | 0.27179 | 0.26491 | 0.265 | 0 | 0.027116 | 0.068519 | 0.11852 | 0.13725 | 0.15463 | 0.17034 | 0.18621 | 0.20029 | 0.21375 | 0.22933 | 0.24288 | 0.25482 | 0.26558 | 0.26718 | 0.27459 | 0.2803 | 0.2745 | 0.2734 | 0.27158
UT | Residential | Pool Pump - DLC | EIM Capacity & Energy RTD | 0 | 0.029652 | 0.073893 | 0.13743 | 0.15701 | 0.17347 | 0.19034 | 0.2112 | 0.23057 | 0.2461 | 0.26236 | 0.27508 | 0.27866 | 0.28641 | 0.30757 | 0.31615 | 0.31445 | 0.30673 | 0.29897 | 0.29907 | 0 | 0.030602 | 0.077328 | 0.13376 | 0.15489 | 0.17452 | 0.19224 | 0.21015 | 0.22604 | 0.24123 | 0.25882 | 0.2741 | 0.28759 | 0.29972 | 0.30153 | 0.30989 | 0.31634 | 0.30979 | 0.30855 | 0.30649
UT | Residential | Pool Pump - DLC | Frequency Response | 0 | 0.029652 | 0.073893 | 0.13743 | 0.15701 | 0.17347 | 0.19034 | 0.2112 | 0.23057 | 0.2461 | 0.26236 | 0.27508 | 0.27866 | 0.28641 | 0.30757 | 0.31615 | 0.31445 | 0.30673 | 0.29897 | 0.29907 | 0 | 0.030602 | 0.077328 | 0.13376 | 0.15489 | 0.17452 | 0.19224 | 0.21015 | 0.22604 | 0.24123 | 0.25882 | 0.2741 | 0.28759 | 0.29972 | 0.30153 | 0.30989 | 0.31634 | 0.30979 | 0.30855 | 0.30649
UT | Residential | Pool Pump - DLC | Non Spinning Reserves | 0 | 0.026274 | 0.065475 | 0.12177 | 0.13912 | 0.15371 | 0.16866 | 0.18714 | 0.2043 | 0.21806 | 0.23247 | 0.24374 | 0.24691 | 0.25378 | 0.27253 | 0.28013 | 0.27862 | 0.27179 | 0.26491 | 0.265 | 0 | 0.027116 | 0.068519 | 0.11852 | 0.13725 | 0.15463 | 0.17034 | 0.18621 | 0.20029 | 0.21375 | 0.22933 | 0.24288 | 0.25482 | 0.26558 | 0.26718 | 0.27459 | 0.2803 | 0.2745 | 0.2734 | 0.27158
UT | Residential | Pool Pump - DLC | Regulation | 0 | 0.029652 | 0.073893 | 0.13743 | 0.15701 | 0.17347 | 0.19034 | 0.2112 | 0.23057 | 0.2461 | 0.26236 | 0.27508 | 0.27866 | 0.28641 | 0.30757 | 0.31615 | 0.31445 | 0.30673 | 0.29897 | 0.29907 | 0 | 0.030602 | 0.077328 | 0.13376 | 0.15489 | 0.17452 | 0.19224 | 0.21015 | 0.22604 | 0.24123 | 0.25882 | 0.2741 | 0.28759 | 0.29972 | 0.30153 | 0.30989 | 0.31634 | 0.30979 | 0.30855 | 0.30649
UT | Residential | Pool Pump - DLC | Spinning Reserves | 0 | 0.026274 | 0.065475 | 0.12177 | 0.13912 | 0.15371 | 0.16866 | 0.18714 | 0.2043 | 0.21806 | 0.23247 | 0.24374 | 0.24691 | 0.25378 | 0.27253 | 0.28013 | 0.27862 | 0.27179 | 0.26491 | 0.265 | 0 | 0.027116 | 0.068519 | 0.11852 | 0.13725 | 0.15463 | 0.17034 | 0.18621 | 0.20029 | 0.21375 | 0.22933 | 0.24288 | 0.25482 | 0.26558 | 0.26718 | 0.27459 | 0.2803 | 0.2745 | 0.2734 | 0.27158
UT | Residential | Water Heater - DLC | Capacity & Energy | 0 | 1.9256 | 3.7734 | 5.6656 | 5.3352 | 5.121 | 4.8183 | 4.4813 | 4.2298 | 3.8183 | 3.3872 | 2.9752 | 2.473 | 2.0223 | 1.565 | 1.4123 | 1.4384 | 1.4618 | 1.4969 | 1.5984 | 0 | 4.3566 | 8.5573 | 12.3336 | 12.2805 | 11.9448 | 11.5501 | 11.0082 | 10.2432 | 9.7538 | 9.013 | 8.1308 | 7.1401 | 5.937 | 4.508 | 4.2906 | 4.5447 | 4.7947 | 5.0581 | 5.2634
UT | Residential | Water Heater - DLC | EIM Capacity & Energy | 0 | 1.9256 | 3.7734 | 5.6656 | 5.3352 | 5.121 | 4.8183 | 4.4813 | 4.2298 | 3.8183 | 3.3872 | 2.9752 | 2.473 | 2.0223 | 1.565 | 1.4123 | 1.4384 | 1.4618 | 1.4969 | 1.5984 | 0 | 4.3566 | 8.5573 | 12.3336 | 12.2805 | 11.9448 | 11.5501 | 11.0082 | 10.2432 | 9.7538 | 9.013 | 8.1308 | 7.1401 | 5.937 | 4.508 | 4.2906 | 4.5447 | 4.7947 | 5.0581 | 5.2634
UT | Residential | Water Heater - DLC | EIM Capacity & Energy FMM | 0 | 1.9256 | 3.7734 | 5.6656 | 5.3352 | 5.121 | 4.8183 | 4.4813 | 4.2298 | 3.8183 | 3.3872 | 2.9752 | 2.473 | 2.0223 | 1.565 | 1.4123 | 1.4384 | 1.4618 | 1.4969 | 1.5984 | 0 | 4.3566 | 8.5573 | 12.3336 | 12.2805 | 11.9448 | 11.5501 | 11.0082 | 10.2432 | 9.7538 | 9.013 | 8.1308 | 7.1401 | 5.937 | 4.508 | 4.2906 | 4.5447 | 4.7947 | 5.0581 | 5.2634
UT | Residential | Water Heater - DLC | EIM Capacity & Energy RTD | 0 | 2.7906 | 5.4506 | 8.1506 | 7.6396 | 7.2899 | 6.812 | 6.2775 | 5.8604 | 5.2232 | 4.57 | 3.9528 | 3.2367 | 2.6055 | 1.9879 | 1.7703 | 1.7722 | 1.7736 | 1.7935 | 1.8954 | 0 | 6.2751 | 12.2613 | 17.566 | 17.3454 | 16.7175 | 15.9944 | 15.0433 | 13.8049 | 12.9125 | 11.7213 | 10.3873 | 8.966 | 7.342 | 5.5035 | 5.167 | 5.3871 | 5.6095 | 5.8591 | 6.0551
UT | Residential | Water Heater - DLC | Frequency Response | 0 | 2.7906 | 5.4506 | 8.1506 | 7.6396 | 7.2899 | 6.812 | 6.2775 | 5.8604 | 5.2232 | 4.57 | 3.9528 | 3.2367 | 2.6055 | 1.9879 | 1.7703 | 1.7722 | 1.7736 | 1.7935 | 1.8954 | 0 | 6.2751 | 12.2613 | 17.566 | 17.3454 | 16.7175 | 15.9944 | 15.0433 | 13.8049 | 12.9125 | 11.7213 | 10.3873 | 8.966 | 7.342 | 5.5035 | 5.167 | 5.3871 | 5.6095 | 5.8591 | 6.0551
UT | Residential | Water Heater - DLC | Non Spinning Reserves | 0 | 1.9256 | 3.7734 | 5.6656 | 5.3352 | 5.121 | 4.8183 | 4.4813 | 4.2298 | 3.8183 | 3.3872 | 2.9752 | 2.473 | 2.0223 | 1.565 | 1.4123 | 1.4384 | 1.4618 | 1.4969 | 1.5984 | 0 | 4.3566 | 8.5573 | 12.3336 | 12.2805 | 11.9448 | 11.5501 | 11.0082 | 10.2432 | 9.7538 | 9.013 | 8.1308 | 7.1401 | 5.937 | 4.508 | 4.2906 | 4.5447 | 4.7947 | 5.0581 | 5.2634
UT | Residential | Water Heater - DLC | Regulation | 0 | 2.7906 | 5.4506 | 8.1506 | 7.6396 | 7.2899 | 6.812 | 6.2775 | 5.8604 | 5.2232 | 4.57 | 3.9528 | 3.2367 | 2.6055 | 1.9879 | 1.7703 | 1.7722 | 1.7736 | 1.7935 | 1.8954 | 0 | 6.2751 | 12.2613 | 17.566 | 17.3454 | 16.7175 | 15.9944 | 15.0433 | 13.8049 | 12.9125 | 11.7213 | 10.3873 | 8.966 | 7.342 | 5.5035 | 5.167 | 5.3871 | 5.6095 | 5.8591 | 6.0551
UT | Residential | Water Heater - DLC | Spinning Reserves | 0 | 1.9256 | 3.7734 | 5.6656 | 5.3352 | 5.121 | 4.8183 | 4.4813 | 4.2298 | 3.8183 | 3.3872 | 2.9752 | 2.473 | 2.0223 | 1.565 | 1.4123 | 1.4384 | 1.4618 | 1.4969 | 1.5984 | 0 | 4.3566 | 8.5573 | 12.3336 | 12.2805 | 11.9448 | 11.5501 | 11.0082 | 10.2432 | 9.7538 | 9.013 | 8.1308 | 7.1401 | 5.937 | 4.508 | 4.2906 | 4.5447 | 4.7947 | 5.0581 | 5.2634
WA | C&I | Battery DLC | Capacity & Energy | 0 | 0.29806 | 0.60391 | 0.9234 | 0.93509 | 0.95262 | 0.97015 | 1.0578 | 1.1805 | 1.3734 | 1.6306 | 2.1741 | 2.6182 | 3.1092 | 3.5183 | 4.0033 | 4.3832 | 4.7514 | 5.1196 | 5.3709 | 0 | 0.29806 | 0.60391 | 0.9234 | 0.93509 | 0.95262 | 0.97015 | 1.0578 | 1.1805 | 1.3734 | 1.6306 | 2.1741 | 2.6182 | 3.1092 | 3.5183 | 4.0033 | 4.3832 | 4.7514 | 5.1196 | 5.3709
WA | C&I | Battery DLC | EIM Capacity & Energy | 0 | 0.29806 | 0.60391 | 0.9234 | 0.93509 | 0.95262 | 0.97015 | 1.0578 | 1.1805 | 1.3734 | 1.6306 | 2.1741 | 2.6182 | 3.1092 | 3.5183 | 4.0033 | 4.3832 | 4.7514 | 5.1196 | 5.3709 | 0 | 0.29806 | 0.60391 | 0.9234 | 0.93509 | 0.95262 | 0.97015 | 1.0578 | 1.1805 | 1.3734 | 1.6306 | 2.1741 | 2.6182 | 3.1092 | 3.5183 | 4.0033 | 4.3832 | 4.7514 | 5.1196 | 5.3709
WA | C&I | Battery DLC | EIM Capacity & Energy FMM | 0 | 0.29806 | 0.60391 | 0.9234 | 0.93509 | 0.95262 | 0.97015 | 1.0578 | 1.1805 | 1.3734 | 1.6306 | 2.1741 | 2.6182 | 3.1092 | 3.5183 | 4.0033 | 4.3832 | 4.7514 | 5.1196 | 5.3709 | 0 | 0.29806 | 0.60391 | 0.9234 | 0.93509 | 0.95262 | 0.97015 | 1.0578 | 1.1805 | 1.3734 | 1.6306 | 2.1741 | 2.6182 | 3.1092 | 3.5183 | 4.0033 | 4.3832 | 4.7514 | 5.1196 | 5.3709
WA | C&I | Battery DLC | EIM Capacity & Energy RTD | 0 | 0.44709 | 0.90586 | 1.3851 | 1.4026 | 1.4289 | 1.4552 | 1.5867 | 1.7708 | 2.0601 | 2.4458 | 3.2611 | 3.9274 | 4.6637 | 5.2774 | 6.005 | 6.5748 | 7.1271 | 7.6794 | 8.0563 | 0 | 0.44709 | 0.90586 | 1.3851 | 1.4026 | 1.4289 | 1.4552 | 1.5867 | 1.7708 | 2.0601 | 2.4458 | 3.2611 | 3.9274 | 4.6637 | 5.2774 | 6.005 | 6.5748 | 7.1271 | 7.6794 | 8.0563
WA | C&I | Battery DLC | Frequency Response | 0 | 0.44709 | 0.90586 | 1.3851 | 1.4026 | 1.4289 | 1.4552 | 1.5867 | 1.7708 | 2.0601 | 2.4458 | 3.2611 | 3.9274 | 4.6637 | 5.2774 | 6.005 | 6.5748 | 7.1271 | 7.6794 | 8.0563 | 0 | 0.44709 | 0.90586 | 1.3851 | 1.4026 | 1.4289 | 1.4552 | 1.5867 | 1.7708 | 2.0601 | 2.4458 | 3.2611 | 3.9274 | 4.6637 | 5.2774 | 6.005 | 6.5748 | 7.1271 | 7.6794 | 8.0563
WA | C&I | Battery DLC | Non Spinning Reserves | 0 | 0.29806 | 0.60391 | 0.9234 | 0.93509 | 0.95262 | 0.97015 | 1.0578 | 1.1805 | 1.3734 | 1.6306 | 2.1741 | 2.6182 | 3.1092 | 3.5183 | 4.0033 | 4.3832 | 4.7514 | 5.1196 | 5.3709 | 0 | 0.29806 | 0.60391 | 0.9234 | 0.93509 | 0.95262 | 0.97015 | 1.0578 | 1.1805 | 1.3734 | 1.6306 | 2.1741 | 2.6182 | 3.1092 | 3.5183 | 4.0033 | 4.3832 | 4.7514 | 5.1196 | 5.3709
WA | C&I | Battery DLC | Regulation | 0 | 0.44709 | 0.90586 | 1.3851 | 1.4026 | 1.4289 | 1.4552 | 1.5867 | 1.7708 | 2.0601 | 2.4458 | 3.2611 | 3.9274 | 4.6637 | 5.2774 | 6.005 | 6.5748 | 7.1271 | 7.6794 | 8.0563 | 0 | 0.44709 | 0.90586 | 1.3851 | 1.4026 | 1.4289 | 1.4552 | 1.5867 | 1.7708 | 2.0601 | 2.4458 | 3.2611 | 3.9274 | 4.6637 | 5.2774 | 6.005 | 6.5748 | 7.1271 | 7.6794 | 8.0563
WA | C&I | Battery DLC | Spinning Reserves | 0 | 0.29806 | 0.60391 | 0.9234 | 0.93509 | 0.95262 | 0.97015 | 1.0578 | 1.1805 | 1.3734 | 1.6306 | 2.1741 | 2.6182 | 3.1092 | 3.5183 | 4.0033 | 4.3832 | 4.7514 | 5.1196 | 5.3709 | 0 | 0.29806 | 0.60391 | 0.9234 | 0.93509 | 0.95262 | 0.97015 | 1.0578 | 1.1805 | 1.3734 | 1.6306 | 2.1741 | 2.6182 | 3.1092 | 3.5183 | 4.0033 | 4.3832 | 4.7514 | 5.1196 | 5.3709
WA | C&I | Grid Interactive Water Heater | Capacity & Energy | 0 | 0.094086 | 0.21709 | 0.33116 | 0.4704 | 0.51766 | 0.63294 | 0.71103 | 0.69979 | 0.74198 | 0.8129 | 0.82687 | 0.92799 | 0.86707 | 0.87067 | 0.82753 | 0.88735 | 0.97247 | 0.99642 | 0.79246 | 0 | 0.16472 | 0.40817 | 0.71117 | 0.87265 | 1.0048 | 1.1311 | 1.3281 | 1.2526 | 1.4113 | 1.508 | 1.577 | 1.6246 | 1.6303 | 1.5585 | 1.574 | 1.7223 | 1.7378 | 1.7444 | 1.7216
WA | C&I | Grid Interactive Water Heater | EIM Capacity & Energy | 0 | 0.094086 | 0.21709 | 0.33116 | 0.4704 | 0.51766 | 0.63294 | 0.71103 | 0.69979 | 0.74198 | 0.8129 | 0.82687 | 0.92799 | 0.86707 | 0.87067 | 0.82753 | 0.88735 | 0.97247 | 0.99642 | 0.79246 | 0 | 0.16472 | 0.40817 | 0.71117 | 0.87265 | 1.0048 | 1.1311 | 1.3281 | 1.2526 | 1.4113 | 1.508 | 1.577 | 1.6246 | 1.6303 | 1.5585 | 1.574 | 1.7223 | 1.7378 | 1.7444 | 1.7216
WA | C&I | Grid Interactive Water Heater | EIM Capacity & Energy FMM | 0 | 0.094086 | 0.21709 | 0.33116 | 0.4704 | 0.51766 | 0.63294 | 0.71103 | 0.69979 | 0.74198 | 0.8129 | 0.82687 | 0.92799 | 0.86707 | 0.87067 | 0.82753 | 0.88735 | 0.97247 | 0.99642 | 0.79246 | 0 | 0.16472 | 0.40817 | 0.71117 | 0.87265 | 1.0048 | 1.1311 | 1.3281 | 1.2526 | 1.4113 | 1.508 | 1.577 | 1.6246 | 1.6303 | 1.5585 | 1.574 | 1.7223 | 1.7378 | 1.7444 | 1.7216
WA | C&I | Grid Interactive Water Heater | EIM Capacity & Energy RTD | 0 | 0.13179 | 0.30309 | 0.46058 | 0.65134 | 0.71307 | 0.86679 | 0.96752 | 0.94581 | 0.9955 | 1.0821 | 1.0916 | 1.2147 | 1.1255 | 1.1212 | 1.0578 | 1.1238 | 1.2214 | 1.243 | 0.98315 | 0 | 0.23072 | 0.56988 | 0.98911 | 1.2083 | 1.3841 | 1.549 | 1.8072 | 1.693 | 1.8935 | 2.0073 | 2.0819 | 2.1266 | 2.1162 | 2.0069 | 2.0119 | 2.1813 | 2.1827 | 2.1762 | 2.1358
WA | C&I | Grid Interactive Water Heater | Frequency Response | 0 | 0.13179 | 0.30309 | 0.46058 | 0.65134 | 0.71307 | 0.86679 | 0.96752 | 0.94581 | 0.9955 | 1.0821 | 1.0916 | 1.2147 | 1.1255 | 1.1212 | 1.0578 | 1.1238 | 1.2214 | 1.243 | 0.98315 | 0 | 0.23072 | 0.56988 | 0.98911 | 1.2083 | 1.3841 | 1.549 | 1.8072 | 1.693 | 1.8935 | 2.0073 | 2.0819 | 2.1266 | 2.1162 | 2.0069 | 2.0119 | 2.1813 | 2.1827 | 2.1762 | 2.1358
WA | C&I | Grid Interactive Water Heater | Non Spinning Reserves | 0 | 0.094086 | 0.21709 | 0.33116 | 0.4704 | 0.51766 | 0.63294 | 0.71103 | 0.69979 | 0.74198 | 0.8129 | 0.82687 | 0.92799 | 0.86707 | 0.87067 | 0.82753 | 0.88735 | 0.97247 | 0.99642 | 0.79246 | 0 | 0.16472 | 0.40817 | 0.71117 | 0.87265 | 1.0048 | 1.1311 | 1.3281 | 1.2526 | 1.4113 | 1.508 | 1.577 | 1.6246 | 1.6303 | 1.5585 | 1.574 | 1.7223 | 1.7378 | 1.7444 | 1.7216
WA | C&I | Grid Interactive Water Heater | Regulation | 0 | 0.13179 | 0.30309 | 0.46058 | 0.65134 | 0.71307 | 0.86679 | 0.96752 | 0.94581 | 0.9955 | 1.0821 | 1.0916 | 1.2147 | 1.1255 | 1.1212 | 1.0578 | 1.1238 | 1.2214 | 1.243 | 0.98315 | 0 | 0.23072 | 0.56988 | 0.98911 | 1.2083 | 1.3841 | 1.549 | 1.8072 | 1.693 | 1.8935 | 2.0073 | 2.0819 | 2.1266 | 2.1162 | 2.0069 | 2.0119 | 2.1813 | 2.1827 | 2.1762 | 2.1358
WA | C&I | Grid Interactive Water Heater | Spinning Reserves | 0 | 0.094086 | 0.21709 | 0.33116 | 0.4704 | 0.51766 | 0.63294 | 0.71103 | 0.69979 | 0.74198 | 0.8129 | 0.82687 | 0.92799 | 0.86707 | 0.87067 | 0.82753 | 0.88735 | 0.97247 | 0.99642 | 0.79246 | 0 | 0.16472 | 0.40817 | 0.71117 | 0.87265 | 1.0048 | 1.1311 | 1.3281 | 1.2526 | 1.4113 | 1.508 | 1.577 | 1.6246 | 1.6303 | 1.5585 | 1.574 | 1.7223 | 1.7378 | 1.7444 | 1.7216
WA | C&I | HVAC - DLC | Capacity & Energy | 0 | 0.52497 | 0.95117 | 1.202 | 1.3386 | 1.24 | 1.239 | 1.3084 | 1.0454 | 0.99539 | 0.96999 | 0.88864 | 0.90931 | 0.81231 | 0.74899 | 0.70018 | 0.73499 | 0.75859 | 0.79219 | 0.6834 | 0 | 0.1658 | 0.32725 | 0.4976 | 0.49953 | 0.49636 | 0.49745 | 0.49219 | 0.47849 | 0.48622 | 0.48191 | 0.48353 | 0.46545 | 0.45836 | 0.4597 | 0.4668 | 0.4663 | 0.46944 | 0.45795 | 0.45634
WA | C&I | HVAC - DLC | EIM Capacity & Energy | 0 | 0.52497 | 0.95117 | 1.202 | 1.3386 | 1.24 | 1.239 | 1.3084 | 1.0454 | 0.99539 | 0.96999 | 0.88864 | 0.90931 | 0.81231 | 0.74899 | 0.70018 | 0.73499 | 0.75859 | 0.79219 | 0.6834 | 0 | 0.1658 | 0.32725 | 0.4976 | 0.49953 | 0.49636 | 0.49745 | 0.49219 | 0.47849 | 0.48622 | 0.48191 | 0.48353 | 0.46545 | 0.45836 | 0.4597 | 0.4668 | 0.4663 | 0.46944 | 0.45795 | 0.45634
WA | C&I | HVAC - DLC | EIM Capacity & Energy FMM | 0 | 0.52497 | 0.95117 | 1.202 | 1.3386 | 1.24 | 1.239 | 1.3084 | 1.0454 | 0.99539 | 0.96999 | 0.88864 | 0.90931 | 0.81231 | 0.74899 | 0.70018 | 0.73499 | 0.75859 | 0.79219 | 0.6834 | 0 | 0.1658 | 0.32725 | 0.4976 | 0.49953 | 0.49636 | 0.49745 | 0.49219 | 0.47849 | 0.48622 | 0.48191 | 0.48353 | 0.46545 | 0.45836 | 0.4597 | 0.4668 | 0.4663 | 0.46944 | 0.45795 | 0.45634
WA | C&I | HVAC - DLC | EIM Capacity & Energy RTD | 0 | 0.6571 | 1.1907 | 1.5048 | 1.6757 | 1.5526 | 1.5515 | 1.6382 | 1.3094 | 1.2469 | 1.2152 | 1.1137 | 1.1397 | 1.0184 | 0.93921 | 0.87814 | 0.9219 | 0.95158 | 0.99366 | 0.85728 | 0 | 0.20803 | 0.41061 | 0.62437 | 0.62686 | 0.6229 | 0.62428 | 0.6178 | 0.60058 | 0.61038 | 0.60506 | 0.60711 | 0.58454 | 0.57568 | 0.57738 | 0.58632 | 0.58582 | 0.58977 | 0.57545 | 0.57344
WA | C&I | HVAC - DLC | Frequency Response | 0 | 0.65117 | 1.1793 | 1.4893 | 1.6591 | 1.5353 | 1.5335 | 1.6207 | 1.2925 | 1.2301 | 1.1982 | 1.096 | 1.1211 | 1.0005 | 0.92184 | 0.86133 | 0.90388 | 0.93279 | 0.97474 | 0.84079 | 0 | 0.024986 | 0.049053 | 0.074102 | 0.07574 | 0.075316 | 0.075092 | 0.077634 | 0.073749 | 0.077019 | 0.078133 | 0.078379 | 0.078699 | 0.078128 | 0.078446 | 0.079654 | 0.082502 | 0.082964 | 0.08367 | 0.083448
WA | C&I | HVAC - DLC | Non Spinning Reserves | 0 | 0.52497 | 0.95117 | 1.202 | 1.3386 | 1.24 | 1.239 | 1.3084 | 1.0454 | 0.99539 | 0.96999 | 0.88864 | 0.90931 | 0.81231 | 0.74899 | 0.70018 | 0.73499 | 0.75859 | 0.79219 | 0.6834 | 0 | 0.1658 | 0.32725 | 0.4976 | 0.49953 | 0.49636 | 0.49745 | 0.49219 | 0.47849 | 0.48622 | 0.48191 | 0.48353 | 0.46545 | 0.45836 | 0.4597 | 0.4668 | 0.4663 | 0.46944 | 0.45795 | 0.45634
WA | C&I | HVAC - DLC | Regulation | 0 | 0.6571 | 1.1907 | 1.5048 | 1.6757 | 1.5526 | 1.5515 | 1.6382 | 1.3094 | 1.2469 | 1.2152 | 1.1137 | 1.1397 | 1.0184 | 0.93921 | 0.87814 | 0.9219 | 0.95158 | 0.99366 | 0.85728 | 0 | 0.20803 | 0.41061 | 0.62437 | 0.62686 | 0.6229 | 0.62428 | 0.6178 | 0.60058 | 0.61038 | 0.60506 | 0.60711 | 0.58454 | 0.57568 | 0.57738 | 0.58632 | 0.58582 | 0.58977 | 0.57545 | 0.57344
WA | C&I | HVAC - DLC | Spinning Reserves | 0 | 0.52497 | 0.95117 | 1.202 | 1.3386 | 1.24 | 1.239 | 1.3084 | 1.0454 | 0.99539 | 0.96999 | 0.88864 | 0.90931 | 0.81231 | 0.74899 | 0.70018 | 0.73499 | 0.75859 | 0.79219 | 0.6834 | 0 | 0.1658 | 0.32725 | 0.4976 | 0.49953 | 0.49636 | 0.49745 | 0.49219 | 0.47849 | 0.48622 | 0.48191 | 0.48353 | 0.46545 | 0.45836 | 0.4597 | 0.4668 | 0.4663 | 0.46944 | 0.45795 | 0.45634
WA | C&I | Pool Pump - DLC | Capacity & Energy | 0 | 0.00058557 | 0.001616 | 0.0030338 | 0.0043877 | 0.005209 | 0.0063379 | 0.007189 | 0.0082293 | 0.0093772 | 0.010894 | 0.01188 | 0.013533 | 0.013886 | 0.014423 | 0.014032 | 0.014857 | 0.015559 | 0.015606 | 0.013965 | 0 | 0.00060952 | 0.0017217 | 0.0035333 | 0.0047367 | 0.005662 | 0.0065925 | 0.0078686 | 0.0088304 | 0.010406 | 0.011761 | 0.013018 | 0.014086 | 0.014795 | 0.015477 | 0.015571 | 0.016149 | 0.016184 | 0.016244 | 0.01599
WA | C&I | Pool Pump - DLC | EIM Capacity & Energy | 0 | 0.00058557 | 0.001616 | 0.0030338 | 0.0043877 | 0.005209 | 0.0063379 | 0.007189 | 0.0082293 | 0.0093772 | 0.010894 | 0.01188 | 0.013533 | 0.013886 | 0.014423 | 0.014032 | 0.014857 | 0.015559 | 0.015606 | 0.013965 | 0 | 0.00060952 | 0.0017217 | 0.0035333 | 0.0047367 | 0.005662 | 0.0065925 | 0.0078686 | 0.0088304 | 0.010406 | 0.011761 | 0.013018 | 0.014086 | 0.014795 | 0.015477 | 0.015571 | 0.016149 | 0.016184 | 0.016244 | 0.01599
WA | C&I | Pool Pump - DLC | EIM Capacity & Energy FMM | 0 | 0.00058557 | 0.001616 | 0.0030338 | 0.0043877 | 0.005209 | 0.0063379 | 0.007189 | 0.0082293 | 0.0093772 | 0.010894 | 0.01188 | 0.013533 | 0.013886 | 0.014423 | 0.014032 | 0.014857 | 0.015559 | 0.015606 | 0.013965 | 0 | 0.00060952 | 0.0017217 | 0.0035333 | 0.0047367 | 0.005662 | 0.0065925 | 0.0078686 | 0.0088304 | 0.010406 | 0.011761 | 0.013018 | 0.014086 | 0.014795 | 0.015477 | 0.015571 | 0.016149 | 0.016184 | 0.016244 | 0.01599
WA | C&I | Pool Pump - DLC | EIM Capacity & Energy RTD | 0 | 0.00066086 | 0.0018238 | 0.0034239 | 0.0049519 | 0.0058787 | 0.0071528 | 0.0081133 | 0.0092874 | 0.010583 | 0.012295 | 0.013407 | 0.015273 | 0.015672 | 0.016278 | 0.015836 | 0.016767 | 0.01756 | 0.017612 | 0.01576 | 0 | 0.00068788 | 0.0019431 | 0.0039876 | 0.0053457 | 0.00639 | 0.0074401 | 0.0088802 | 0.0099657 | 0.011744 | 0.013273 | 0.014691 | 0.015898 | 0.016697 | 0.017467 | 0.017573 | 0.018225 | 0.018265 | 0.018333 | 0.018045
WA | C&I | Pool Pump - DLC | Frequency Response | 0 | 0.00066086 | 0.0018238 | 0.0034239 | 0.0049519 | 0.0058787 | 0.0071528 | 0.0081133 | 0.0092874 | 0.010583 | 0.012295 | 0.013407 | 0.015273 | 0.015672 | 0.016278 | 0.015836 | 0.016767 | 0.01756 | 0.017612 | 0.01576 | 0 | 0.00068788 | 0.0019431 | 0.0039876 | 0.0053457 | 0.00639 | 0.0074401 | 0.0088802 | 0.0099657 | 0.011744 | 0.013273 | 0.014691 | 0.015898 | 0.016697 | 0.017467 | 0.017573 | 0.018225 | 0.018265 | 0.018333 | 0.018045
WA | C&I | Pool Pump - DLC | Non Spinning Reserves | 0 | 0.00058557 | 0.001616 | 0.0030338 | 0.0043877 | 0.005209 | 0.0063379 | 0.007189 | 0.0082293 | 0.0093772 | 0.010894 | 0.01188 | 0.013533 | 0.013886 | 0.014423 | 0.014032 | 0.014857 | 0.015559 | 0.015606 | 0.013965 | 0 | 0.00060952 | 0.0017217 | 0.0035333 | 0.0047367 | 0.005662 | 0.0065925 | 0.0078686 | 0.0088304 | 0.010406 | 0.011761 | 0.013018 | 0.014086 | 0.014795 | 0.015477 | 0.015571 | 0.016149 | 0.016184 | 0.016244 | 0.01599
WA | C&I | Pool Pump - DLC | Regulation | 0 | 0.00066086 | 0.0018238 | 0.0034239 | 0.0049519 | 0.0058787 | 0.0071528 | 0.0081133 | 0.0092874 | 0.010583 | 0.012295 | 0.013407 | 0.015273 | 0.015672 | 0.016278 | 0.015836 | 0.016767 | 0.01756 | 0.017612 | 0.01576 | 0 | 0.00068788 | 0.0019431 | 0.0039876 | 0.0053457 | 0.00639 | 0.0074401 | 0.0088802 | 0.0099657 | 0.011744 | 0.013273 | 0.014691 | 0.015898 | 0.016697 | 0.017467 | 0.017573 | 0.018225 | 0.018265 | 0.018333 | 0.018045
WA | C&I | Pool Pump - DLC | Spinning Reserves | 0 | 0.00058557 | 0.001616 | 0.0030338 | 0.0043877 | 0.005209 | 0.0063379 | 0.007189 | 0.0082293 | 0.0093772 | 0.010894 | 0.01188 | 0.013533 | 0.013886 | 0.014423 | 0.014032 | 0.014857 | 0.015559 | 0.015606 | 0.013965 | 0 | 0.00060952 | 0.0017217 | 0.0035333 | 0.0047367 | 0.005662 | 0.0065925 | 0.0078686 | 0.0088304 | 0.010406 | 0.011761 | 0.013018 | 0.014086 | 0.014795 | 0.015477 | 0.015571 | 0.016149 | 0.016184 | 0.016244 | 0.01599
WA | C&I | Smart Thermostats | Capacity & Energy | 0 | 0.65003 | 1.2914 | 1.7768 | 2.1612 | 2.152 | 2.2996 | 2.5975 | 2.1842 | 2.2163 | 2.2951 | 2.2101 | 2.2778 | 2.0356 | 1.8333 | 1.6761 | 1.7197 | 1.7394 | 1.7942 | 1.5248 | 0 | 0.17663 | 0.37511 | 0.61202 | 0.65553 | 0.68751 | 0.71948 | 0.73278 | 0.73463 | 0.76247 | 0.77145 | 0.79014 | 0.77116 | 0.77111 | 0.7842 | 0.80095 | 0.78869 | 0.78821 | 0.76074 | 0.75397
WA | C&I | Smart Thermostats | EIM Capacity & Energy | 0 | 0.65003 | 1.2914 | 1.7768 | 2.1612 | 2.152 | 2.2996 | 2.5975 | 2.1842 | 2.2163 | 2.2951 | 2.2101 | 2.2778 | 2.0356 | 1.8333 | 1.6761 | 1.7197 | 1.7394 | 1.7942 | 1.5248 | 0 | 0.17663 | 0.37511 | 0.61202 | 0.65553 | 0.68751 | 0.71948 | 0.73278 | 0.73463 | 0.76247 | 0.77145 | 0.79014 | 0.77116 | 0.77111 | 0.7842 | 0.80095 | 0.78869 | 0.78821 | 0.76074 | 0.75397
WA | C&I | Smart Thermostats | EIM Capacity & Energy FMM | 0 | 0.65003 | 1.2914 | 1.7768 | 2.1612 | 2.152 | 2.2996 | 2.5975 | 2.1842 | 2.2163 | 2.2951 | 2.2101 | 2.2778 | 2.0356 | 1.8333 | 1.6761 | 1.7197 | 1.7394 | 1.7942 | 1.5248 | 0 | 0.17663 | 0.37511 | 0.61202 | 0.65553 | 0.68751 | 0.71948 | 0.73278 | 0.73463 | 0.76247 | 0.77145 | 0.79014 | 0.77116 | 0.77111 | 0.7842 | 0.80095 | 0.78869 | 0.78821 | 0.76074 | 0.75397
WA | C&I | Smart Thermostats | EIM Capacity & Energy RTD | 0 | 0.77385 | 1.5374 | 2.1152 | 2.5729 | 2.5619 | 2.7376 | 3.0923 | 2.6003 | 2.6385 | 2.7322 | 2.6311 | 2.7117 | 2.4234 | 2.1825 | 1.9954 | 2.0473 | 2.0707 | 2.136 | 1.8152 | 0 | 0.21027 | 0.44656 | 0.72859 | 0.78039 | 0.81846 | 0.85652 | 0.87236 | 0.87456 | 0.9077 | 0.91839 | 0.94065 | 0.91805 | 0.91799 | 0.93357 | 0.95351 | 0.93891 | 0.93835 | 0.90564 | 0.89758
WA | C&I | Smart Thermostats | Frequency Response | 0 | 0.76683 | 1.522 | 2.0917 | 2.5449 | 2.5305 | 2.703 | 3.0575 | 2.5657 | 2.6033 | 2.6961 | 2.5931 | 2.6714 | 2.3843 | 2.1444 | 1.9584 | 2.0076 | 2.0292 | 2.0941 | 1.7787 | 0 | 0.0019154 | 0.003861 | 0.0062534 | 0.006593 | 0.006563 | 0.0069177 | 0.0077766 | 0.0068543 | 0.0063448 | 0.0069849 | 0.0065879 | 0.0066727 | 0.0060486 | 0.0057287 | 0.004773 | 0.0052068 | 0.0051933 | 0.0052307 | 0.0048935
WA | C&I | Smart Thermostats | Non Spinning Reserves | 0 | 0.65003 | 1.2914 | 1.7768 | 2.1612 | 2.152 | 2.2996 | 2.5975 | 2.1842 | 2.2163 | 2.2951 | 2.2101 | 2.2778 | 2.0356 | 1.8333 | 1.6761 | 1.7197 | 1.7394 | 1.7942 | 1.5248 | 0 | 0.17663 | 0.37511 | 0.61202 | 0.65553 | 0.68751 | 0.71948 | 0.73278 | 0.73463 | 0.76247 | 0.77145 | 0.79014 | 0.77116 | 0.77111 | 0.7842 | 0.80095 | 0.78869 | 0.78821 | 0.76074 | 0.75397
WA | C&I | Smart Thermostats | Regulation | 0 | 0.77385 | 1.5374 | 2.1152 | 2.5729 | 2.5619 | 2.7376 | 3.0923 | 2.6003 | 2.6385 | 2.7322 | 2.6311 | 2.7117 | 2.4234 | 2.1825 | 1.9954 | 2.0473 | 2.0707 | 2.136 | 1.8152 | 0 | 0.21027 | 0.44656 | 0.72859 | 0.78039 | 0.81846 | 0.85652 | 0.87236 | 0.87456 | 0.9077 | 0.91839 | 0.94065 | 0.91805 | 0.91799 | 0.93357 | 0.95351 | 0.93891 | 0.93835 | 0.90564 | 0.89758
WA | C&I | Smart Thermostats | Spinning Reserves | 0 | 0.65003 | 1.2914 | 1.7768 | 2.1612 | 2.152 | 2.2996 | 2.5975 | 2.1842 | 2.2163 | 2.2951 | 2.2101 | 2.2778 | 2.0356 | 1.8333 | 1.6761 | 1.7197 | 1.7394 | 1.7942 | 1.5248 | 0 | 0.17663 | 0.37511 | 0.61202 | 0.65553 | 0.68751 | 0.71948 | 0.73278 | 0.73463 | 0.76247 | 0.77145 | 0.79014 | 0.77116 | 0.77111 | 0.7842 | 0.80095 | 0.78869 | 0.78821 | 0.76074 | 0.75397
WA | C&I | Third Party | Capacity & Energy | 0 | 3.5316 | 6.7843 | 9.2211 | 10.5073 | 10.6759 | 11.4959 | 12.1068 | 11.6562 | 12.2102 | 13.1776 | 13.8093 | 15.3036 | 15.1596 | 15.3351 | 15.1132 | 16.415 | 17.4789 | 18.0095 | 15.7624 | 0 | 2.4502 | 4.9021 | 7.5424 | 7.899 | 8.1097 | 8.3547 | 8.9862 | 8.9206 | 9.6857 | 10.2338 | 10.7855 | 11.2397 | 11.5849 | 12.0335 | 12.3069 | 13.0433 | 13.2008 | 13.3514 | 13.2456
WA | C&I | Third Party | EIM Capacity & Energy | 0 | 3.0396 | 5.8652 | 8.0213 | 9.1162 | 9.3378 | 10.0999 | 10.5517 | 10.3491 | 10.8805 | 11.7843 | 12.4393 | 13.8255 | 13.7747 | 14.0171 | 13.8475 | 15.0612 | 16.0654 | 16.5178 | 14.4723 | 0 | 2.4391 | 4.8801 | 7.5088 | 7.8644 | 8.075 | 8.3198 | 8.9498 | 8.886 | 9.6496 | 10.1968 | 10.7484 | 11.2021 | 11.5476 | 11.996 | 12.269 | 13.0039 | 13.1609 | 13.3111 | 13.2054
WA | C&I | Third Party | EIM Capacity & Energy FMM | 0 | 3.0396 | 5.8652 | 8.0213 | 9.1162 | 9.3378 | 10.0999 | 10.5517 | 10.3491 | 10.8805 | 11.7843 | 12.4393 | 13.8255 | 13.7747 | 14.0171 | 13.8475 | 15.0612 | 16.0654 | 16.5178 | 14.4723 | 0 | 2.4391 | 4.8801 | 7.5088 | 7.8644 | 8.075 | 8.3198 | 8.9498 | 8.886 | 9.6496 | 10.1968 | 10.7484 | 11.2021 | 11.5476 | 11.996 | 12.269 | 13.0039 | 13.1609 | 13.3111 | 13.2054
WA | C&I | Third Party | EIM Capacity & Energy RTD | 0 | 2.4758 | 4.7972 | 6.5936 | 7.6002 | 7.81 | 8.5485 | 9.1516 | 9.0037 | 9.599 | 10.5456 | 11.1994 | 12.5903 | 12.6226 | 12.9204 | 12.8086 | 13.9527 | 14.9033 | 15.3617 | 13.4514 | 0 | 1.9085 | 3.8445 | 5.9413 | 6.2855 | 6.527 | 6.8126 | 7.4271 | 7.4686 | 8.2016 | 8.7737 | 9.3557 | 9.8504 | 10.235 | 10.6973 | 10.9656 | 11.6658 | 11.8217 | 11.9574 | 11.8464
WA | C&I | Third Party | Frequency Response | 0 | 1.5641 | 3.0097 | 4.0935 | 4.6762 | 4.6758 | 4.9983 | 5.2125 | 4.9376 | 5.0661 | 5.3304 | 5.4285 | 5.884 | 5.6929 | 5.6588 | 5.4695 | 5.8022 | 6.1183 | 6.276 | 5.4294 | 0 | 1.3066 | 2.6179 | 3.9965 | 4.1829 | 4.2758 | 4.3742 | 4.6706 | 4.535 | 4.8159 | 4.9909 | 5.153 | 5.2916 | 5.3496 | 5.413 | 5.3967 | 5.6991 | 5.6985 | 5.7358 | 5.6161
WA | C&I | Third Party | Non Spinning Reserves | 0 | 3.0396 | 5.8652 | 8.0213 | 9.1162 | 9.3378 | 10.0999 | 10.5517 | 10.3491 | 10.8805 | 11.7843 | 12.4393 | 13.8255 | 13.7747 | 14.0171 | 13.8475 | 15.0612 | 16.0654 | 16.5178 | 14.4723 | 0 | 2.4391 | 4.8801 | 7.5088 | 7.8644 | 8.075 | 8.3198 | 8.9498 | 8.886 | 9.6496 | 10.1968 | 10.7484 | 11.2021 | 11.5476 | 11.996 | 12.269 | 13.0039 | 13.1609 | 13.3111 | 13.2054
WA | C&I | Third Party | Regulation | 0 | 3.3426 | 6.3884 | 8.6629 | 9.8208 | 9.8893 | 10.5997 | 11.0145 | 10.675 | 11.1255 | 12.0005 | 12.5076 | 13.8397 | 13.7105 | 13.9175 | 13.6926 | 14.8471 | 15.8141 | 16.2594 | 14.2289 | 0 | 2.5859 | 5.1294 | 7.8419 | 8.1205 | 8.2561 | 8.4229 | 8.9783 | 8.8498 | 9.5136 | 9.976 | 10.4548 | 10.8268 | 11.1134 | 11.5213 | 11.7254 | 12.4096 | 12.5368 | 12.659 | 12.536
WA | C&I | Third Party | Spinning Reserves | 0 | 3.0396 | 5.8652 | 8.0213 | 9.1162 | 9.3378 | 10.0999 | 10.5517 | 10.3491 | 10.8805 | 11.7843 | 12.4393 | 13.8255 | 13.7747 | 14.0171 | 13.8475 | 15.0612 | 16.0654 | 16.5178 | 14.4723 | 0 | 2.4391 | 4.8801 | 7.5088 | 7.8644 | 8.075 | 8.3198 | 8.9498 | 8.886 | 9.6496 | 10.1968 | 10.7484 | 11.2021 | 11.5476 | 11.996 | 12.269 | 13.0039 | 13.1609 | 13.3111 | 13.2054
WA | C&I | Water Heater - DLC | Capacity & Energy | 0 | 0.1597 | 0.26799 | 0.30807 | 0.33682 | 0.28829 | 0.2754 | 0.24127 | 0.1833 | 0.1533 | 0.13453 | 0.1109 | 0.10181 | 0.078311 | 0.06505 | 0.051346 | 0.046002 | 0.042202 | 0.0362 | 0.024106 | 0 | 0.27959 | 0.50389 | 0.66159 | 0.62484 | 0.55957 | 0.49214 | 0.45067 | 0.32809 | 0.29158 | 0.24956 | 0.21151 | 0.17824 | 0.14724 | 0.11644 | 0.097662 | 0.089289 | 0.075417 | 0.063376 | 0.052369
WA | C&I | Water Heater - DLC | EIM Capacity & Energy | 0 | 0.1597 | 0.26799 | 0.30807 | 0.33682 | 0.28829 | 0.2754 | 0.24127 | 0.1833 | 0.1533 | 0.13453 | 0.1109 | 0.10181 | 0.078311 | 0.06505 | 0.051346 | 0.046002 | 0.042202 | 0.0362 | 0.024106 | 0 | 0.27959 | 0.50389 | 0.66159 | 0.62484 | 0.55957 | 0.49214 | 0.45067 | 0.32809 | 0.29158 | 0.24956 | 0.21151 | 0.17824 | 0.14724 | 0.11644 | 0.097662 | 0.089289 | 0.075417 | 0.063376 | 0.052369
WA | C&I | Water Heater - DLC | EIM Capacity & Energy FMM | 0 | 0.1597 | 0.26799 | 0.30807 | 0.33682 | 0.28829 | 0.2754 | 0.24127 | 0.1833 | 0.1533 | 0.13453 | 0.1109 | 0.10181 | 0.078311 | 0.06505 | 0.051346 | 0.046002 | 0.042202 | 0.0362 | 0.024106 | 0 | 0.27959 | 0.50389 | 0.66159 | 0.62484 | 0.55957 | 0.49214 | 0.45067 | 0.32809 | 0.29158 | 0.24956 | 0.21151 | 0.17824 | 0.14724 | 0.11644 | 0.097662 | 0.089289 | 0.075417 | 0.063376 | 0.052369
WA | C&I | Water Heater - DLC | EIM Capacity & Energy RTD | 0 | 0.23341 | 0.39168 | 0.45025 | 0.49227 | 0.42134 | 0.4025 | 0.35263 | 0.2679 | 0.22405 | 0.19662 | 0.16208 | 0.1488 | 0.11445 | 0.095073 | 0.075044 | 0.067233 | 0.061681 | 0.052908 | 0.035232 | 0 | 0.40864 | 0.73645 | 0.96694 | 0.91323 | 0.81783 | 0.71929 | 0.65867 | 0.47952 | 0.42616 | 0.36475 | 0.30912 | 0.2605 | 0.2152 | 0.17018 | 0.14274 | 0.1305 | 0.11023 | 0.092627 | 0.07654
WA | C&I | Water Heater - DLC | Frequency Response | 0 | 0.23341 | 0.39168 | 0.45025 | 0.49227 | 0.42134 | 0.4025 | 0.35263 | 0.2679 | 0.22405 | 0.19662 | 0.16208 | 0.1488 | 0.11445 | 0.095073 | 0.075044 | 0.067233 | 0.061681 | 0.052908 | 0.035232 | 0 | 0.40864 | 0.73645 | 0.96694 | 0.91323 | 0.81783 | 0.71929 | 0.65867 | 0.47952 | 0.42616 | 0.36475 | 0.30912 | 0.2605 | 0.2152 | 0.17018 | 0.14274 | 0.1305 | 0.11023 | 0.092627 | 0.07654
WA | C&I | Water Heater - DLC | Non Spinning Reserves | 0 | 0.1597 | 0.26799 | 0.30807 | 0.33682 | 0.28829 | 0.2754 | 0.24127 | 0.1833 | 0.1533 | 0.13453 | 0.1109 | 0.10181 | 0.078311 | 0.06505 | 0.051346 | 0.046002 | 0.042202 | 0.0362 | 0.024106 | 0 | 0.27959 | 0.50389 | 0.66159 | 0.62484 | 0.55957 | 0.49214 | 0.45067 | 0.32809 | 0.29158 | 0.24956 | 0.21151 | 0.17824 | 0.14724 | 0.11644 | 0.097662 | 0.089289 | 0.075417 | 0.063376 | 0.052369
WA | C&I | Water Heater - DLC | Regulation | 0 | 0.23341 | 0.39168 | 0.45025 | 0.49227 | 0.42134 | 0.4025 | 0.35263 | 0.2679 | 0.22405 | 0.19662 | 0.16208 | 0.1488 | 0.11445 | 0.095073 | 0.075044 | 0.067233 | 0.061681 | 0.052908 | 0.035232 | 0 | 0.40864 | 0.73645 | 0.96694 | 0.91323 | 0.81783 | 0.71929 | 0.65867 | 0.47952 | 0.42616 | 0.36475 | 0.30912 | 0.2605 | 0.2152 | 0.17018 | 0.14274 | 0.1305 | 0.11023 | 0.092627 | 0.07654
WA | C&I | Water Heater - DLC | Spinning Reserves | 0 | 0.1597 | 0.26799 | 0.30807 | 0.33682 | 0.28829 | 0.2754 | 0.24127 | 0.1833 | 0.1533 | 0.13453 | 0.1109 | 0.10181 | 0.078311 | 0.06505 | 0.051346 | 0.046002 | 0.042202 | 0.0362 | 0.024106 | 0 | 0.27959 | 0.50389 | 0.66159 | 0.62484 | 0.55957 | 0.49214 | 0.45067 | 0.32809 | 0.29158 | 0.24956 | 0.21151 | 0.17824 | 0.14724 | 0.11644 | 0.097662 | 0.089289 | 0.075417 | 0.063376 | 0.052369
WA | Irrigation | Irrigation DLC | Capacity & Energy | 0 | 0.78372 | 1.535 | 2.2667 | 2.3232 | 2.3245 | 2.3567 | 2.3607 | 2.263 | 2.2579 | 2.3081 | 2.2842 | 2.3236 | 2.2686 | 2.2324 | 2.2206 | 2.2723 | 2.3002 | 2.2823 | 2.2298 | 0 | 0.012994 | 0.02587 | 0.040654 | 0.03969 | 0.03946 | 0.039224 | 0.03986 | 0.03985 | 0.039834 | 0.039432 | 0.039338 | 0.038527 | 0.038234 | 0.03931 | 0.039176 | 0.038575 | 0.038283 | 0.037842 | 0.038407
WA | Irrigation | Irrigation DLC | EIM Capacity & Energy | 0 | 0.78372 | 1.535 | 2.2667 | 2.3232 | 2.3245 | 2.3567 | 2.3607 | 2.263 | 2.2579 | 2.3081 | 2.2842 | 2.3236 | 2.2686 | 2.2324 | 2.2206 | 2.2723 | 2.3002 | 2.2823 | 2.2298 | 0 | 0.012994 | 0.02587 | 0.040654 | 0.03969 | 0.03946 | 0.039224 | 0.03986 | 0.03985 | 0.039834 | 0.039432 | 0.039338 | 0.038527 | 0.038234 | 0.03931 | 0.039176 | 0.038575 | 0.038283 | 0.037842 | 0.038407
WA | Irrigation | Irrigation DLC | EIM Capacity & Energy FMM | 0 | 0.78372 | 1.535 | 2.2667 | 2.3232 | 2.3245 | 2.3567 | 2.3607 | 2.263 | 2.2579 | 2.3081 | 2.2842 | 2.3236 | 2.2686 | 2.2324 | 2.2206 | 2.2723 | 2.3002 | 2.2823 | 2.2298 | 0 | 0.012994 | 0.02587 | 0.040654 | 0.03969 | 0.03946 | 0.039224 | 0.03986 | 0.03985 | 0.039834 | 0.039432 | 0.039338 | 0.038527 | 0.038234 | 0.03931 | 0.039176 | 0.038575 | 0.038283 | 0.037842 | 0.038407
WA | Irrigation | Irrigation DLC | EIM Capacity & Energy RTD | 0 | 0.78372 | 1.535 | 2.2667 | 2.3232 | 2.3245 | 2.3567 | 2.3607 | 2.263 | 2.2579 | 2.3081 | 2.2842 | 2.3236 | 2.2686 | 2.2324 | 2.2206 | 2.2723 | 2.3002 | 2.2823 | 2.2298 | 0 | 0.012994 | 0.02587 | 0.040654 | 0.03969 | 0.03946 | 0.039224 | 0.03986 | 0.03985 | 0.039834 | 0.039432 | 0.039338 | 0.038527 | 0.038234 | 0.03931 | 0.039176 | 0.038575 | 0.038283 | 0.037842 | 0.038407
WA | Irrigation | Irrigation DLC | Frequency Response | 0 | 0.78372 | 1.535 | 2.2667 | 2.3232 | 2.3245 | 2.3567 | 2.3607 | 2.263 | 2.2579 | 2.3081 | 2.2842 | 2.3236 | 2.2686 | 2.2324 | 2.2206 | 2.2723 | 2.3002 | 2.2823 | 2.2298 | 0 | 0.012994 | 0.02587 | 0.040654 | 0.03969 | 0.03946 | 0.039224 | 0.03986 | 0.03985 | 0.039834 | 0.039432 | 0.039338 | 0.038527 | 0.038234 | 0.03931 | 0.039176 | 0.038575 | 0.038283 | 0.037842 | 0.038407
WA | Irrigation | Irrigation DLC | Non Spinning Reserves | 0 | 0.78372 | 1.535 | 2.2667 | 2.3232 | 2.3245 | 2.3567 | 2.3607 | 2.263 | 2.2579 | 2.3081 | 2.2842 | 2.3236 | 2.2686 | 2.2324 | 2.2206 | 2.2723 | 2.3002 | 2.2823 | 2.2298 | 0 | 0.012994 | 0.02587 | 0.040654 | 0.03969 | 0.03946 | 0.039224 | 0.03986 | 0.03985 | 0.039834 | 0.039432 | 0.039338 | 0.038527 | 0.038234 | 0.03931 | 0.039176 | 0.038575 | 0.038283 | 0.037842 | 0.038407
WA | Irrigation | Irrigation DLC | Regulation | 0 | 0.78372 | 1.535 | 2.2667 | 2.3232 | 2.3245 | 2.3567 | 2.3607 | 2.263 | 2.2579 | 2.3081 | 2.2842 | 2.3236 | 2.2686 | 2.2324 | 2.2206 | 2.2723 | 2.3002 | 2.2823 | 2.2298 | 0 | 0.012994 | 0.02587 | 0.040654 | 0.03969 | 0.03946 | 0.039224 | 0.03986 | 0.03985 | 0.039834 | 0.039432 | 0.039338 | 0.038527 | 0.038234 | 0.03931 | 0.039176 | 0.038575 | 0.038283 | 0.037842 | 0.038407
WA | Irrigation | Irrigation DLC | Spinning Reserves | 0 | 0.78372 | 1.535 | 2.2667 | 2.3232 | 2.3245 | 2.3567 | 2.3607 | 2.263 | 2.2579 | 2.3081 | 2.2842 | 2.3236 | 2.2686 | 2.2324 | 2.2206 | 2.2723 | 2.3002 | 2.2823 | 2.2298 | 0 | 0.012994 | 0.02587 | 0.040654 | 0.03969 | 0.03946 | 0.039224 | 0.03986 | 0.03985 | 0.039834 | 0.039432 | 0.039338 | 0.038527 | 0.038234 | 0.03931 | 0.039176 | 0.038575 | 0.038283 | 0.037842 | 0.038407
WA | Residential | Battery DLC | Capacity & Energy | 0 | 0.29225 | 0.59231 | 0.906 | 0.9177 | 0.93525 | 0.9528 | 0.97034 | 0.98204 | 0.99959 | 1.0171 | 1.0405 | 1.0581 | 1.0815 | 1.1049 | 1.1283 | 1.1517 | 1.3798 | 1.8711 | 2.4501 | 0 | 0.29225 | 0.59231 | 0.906 | 0.9177 | 0.93525 | 0.9528 | 0.97034 | 0.98204 | 0.99959 | 1.0171 | 1.0405 | 1.0581 | 1.0815 | 1.1049 | 1.1283 | 1.1517 | 1.3798 | 1.8711 | 2.4501
WA | Residential | Battery DLC | EIM Capacity & Energy | 0 | 0.29225 | 0.59231 | 0.906 | 0.9177 | 0.93525 | 0.9528 | 0.97034 | 0.98204 | 0.99959 | 1.0171 | 1.0405 | 1.0581 | 1.0815 | 1.1049 | 1.1283 | 1.1517 | 1.3798 | 1.8711 | 2.4501 | 0 | 0.29225 | 0.59231 | 0.906 | 0.9177 | 0.93525 | 0.9528 | 0.97034 | 0.98204 | 0.99959 | 1.0171 | 1.0405 | 1.0581 | 1.0815 | 1.1049 | 1.1283 | 1.1517 | 1.3798 | 1.8711 | 2.4501
WA | Residential | Battery DLC | EIM Capacity & Energy FMM | 0 | 0.29225 | 0.59231 | 0.906 | 0.9177 | 0.93525 | 0.9528 | 0.97034 | 0.98204 | 0.99959 | 1.0171 | 1.0405 | 1.0581 | 1.0815 | 1.1049 | 1.1283 | 1.1517 | 1.3798 | 1.8711 | 2.4501 | 0 | 0.29225 | 0.59231 | 0.906 | 0.9177 | 0.93525 | 0.9528 | 0.97034 | 0.98204 | 0.99959 | 1.0171 | 1.0405 | 1.0581 | 1.0815 | 1.1049 | 1.1283 | 1.1517 | 1.3798 | 1.8711 | 2.4501
WA | Residential | Battery DLC | EIM Capacity & Energy RTD | 0 | 0.40915 | 0.82923 | 1.2684 | 1.2848 | 1.3093 | 1.3339 | 1.3585 | 1.3749 | 1.3994 | 1.424 | 1.4567 | 1.4813 | 1.5141 | 1.5468 | 1.5796 | 1.6123 | 1.9317 | 2.6195 | 3.4302 | 0 | 0.40915 | 0.82923 | 1.2684 | 1.2848 | 1.3093 | 1.3339 | 1.3585 | 1.3749 | 1.3994 | 1.424 | 1.4567 | 1.4813 | 1.5141 | 1.5468 | 1.5796 | 1.6123 | 1.9317 | 2.6195 | 3.4302
WA | Residential | Battery DLC | Frequency Response | 0 | 0.40915 | 0.82923 | 1.2684 | 1.2848 | 1.3093 | 1.3339 | 1.3585 | 1.3749 | 1.3994 | 1.424 | 1.4567 | 1.4813 | 1.5141 | 1.5468 | 1.5796 | 1.6123 | 1.9317 | 2.6195 | 3.4302 | 0 | 0.40915 | 0.82923 | 1.2684 | 1.2848 | 1.3093 | 1.3339 | 1.3585 | 1.3749 | 1.3994 | 1.424 | 1.4567 | 1.4813 | 1.5141 | 1.5468 | 1.5796 | 1.6123 | 1.9317 | 2.6195 | 3.4302
WA | Residential | Battery DLC | Non Spinning Reserves | 0 | 0.29225 | 0.59231 | 0.906 | 0.9177 | 0.93525 | 0.9528 | 0.97034 | 0.98204 | 0.99959 | 1.0171 | 1.0405 | 1.0581 | 1.0815 | 1.1049 | 1.1283 | 1.1517 | 1.3798 | 1.8711 | 2.4501 | 0 | 0.29225 | 0.59231 | 0.906 | 0.9177 | 0.93525 | 0.9528 | 0.97034 | 0.98204 | 0.99959 | 1.0171 | 1.0405 | 1.0581 | 1.0815 | 1.1049 | 1.1283 | 1.1517 | 1.3798 | 1.8711 | 2.4501
WA | Residential | Battery DLC | Regulation | 0 | 0.40915 | 0.82923 | 1.2684 | 1.2848 | 1.3093 | 1.3339 | 1.3585 | 1.3749 | 1.3994 | 1.424 | 1.4567 | 1.4813 | 1.5141 | 1.5468 | 1.5796 | 1.6123 | 1.9317 | 2.6195 | 3.4302 | 0 | 0.40915 | 0.82923 | 1.2684 | 1.2848 | 1.3093 | 1.3339 | 1.3585 | 1.3749 | 1.3994 | 1.424 | 1.4567 | 1.4813 | 1.5141 | 1.5468 | 1.5796 | 1.6123 | 1.9317 | 2.6195 | 3.4302
WA | Residential | Battery DLC | Spinning Reserves | 0 | 0.29225 | 0.59231 | 0.906 | 0.9177 | 0.93525 | 0.9528 | 0.97034 | 0.98204 | 0.99959 | 1.0171 | 1.0405 | 1.0581 | 1.0815 | 1.1049 | 1.1283 | 1.1517 | 1.3798 | 1.8711 | 2.4501 | 0 | 0.29225 | 0.59231 | 0.906 | 0.9177 | 0.93525 | 0.9528 | 0.97034 | 0.98204 | 0.99959 | 1.0171 | 1.0405 | 1.0581 | 1.0815 | 1.1049 | 1.1283 | 1.1517 | 1.3798 | 1.8711 | 2.4501
WA | Residential | EV DLC | Capacity & Energy | 0 | 0.02546 | 0.070205 | 0.15074 | 0.19201 | 0.23926 | 0.29852 | 0.3791 | 0.47337 | 0.5795 | 0.70394 | 0.83477 | 0.96274 | 1.1225 | 1.3567 | 1.5578 | 1.7487 | 1.9663 | 2.1905 | 2.4902 | 0 | 0.026785 | 0.074846 | 0.14947 | 0.19282 | 0.24511 | 0.30741 | 0.38398 | 0.47312 | 0.5784 | 0.70691 | 0.84651 | 1.0128 | 1.1967 | 1.356 | 1.5548 | 1.7914 | 2.0249 | 2.3045 | 2.5959
WA | Residential | EV DLC | EIM Capacity & Energy | 0 | 0.02546 | 0.070205 | 0.15074 | 0.19201 | 0.23926 | 0.29852 | 0.3791 | 0.47337 | 0.5795 | 0.70394 | 0.83477 | 0.96274 | 1.1225 | 1.3567 | 1.5578 | 1.7487 | 1.9663 | 2.1905 | 2.4902 | 0 | 0.026785 | 0.074846 | 0.14947 | 0.19282 | 0.24511 | 0.30741 | 0.38398 | 0.47312 | 0.5784 | 0.70691 | 0.84651 | 1.0128 | 1.1967 | 1.356 | 1.5548 | 1.7914 | 2.0249 | 2.3045 | 2.5959
WA | Residential | EV DLC | EIM Capacity & Energy FMM | 0 | 0.02546 | 0.070205 | 0.15074 | 0.19201 | 0.23926 | 0.29852 | 0.3791 | 0.47337 | 0.5795 | 0.70394 | 0.83477 | 0.96274 | 1.1225 | 1.3567 | 1.5578 | 1.7487 | 1.9663 | 2.1905 | 2.4902 | 0 | 0.026785 | 0.074846 | 0.14947 | 0.19282 | 0.24511 | 0.30741 | 0.38398 | 0.47312 | 0.5784 | 0.70691 | 0.84651 | 1.0128 | 1.1967 | 1.356 | 1.5548 | 1.7914 | 2.0249 | 2.3045 | 2.5959
WA | Residential | EV DLC | EIM Capacity & Energy RTD | 0 | 0.011966 | 0.037209 | 0.088936 | 0.1248 | 0.16988 | 0.22986 | 0.31466 | 0.40236 | 0.49258 | 0.59835 | 0.70955 | 0.81833 | 0.95414 | 1.1532 | 1.3241 | 1.4864 | 1.6714 | 1.862 | 2.1167 | 0 | 0.012589 | 0.039669 | 0.08819 | 0.12533 | 0.17403 | 0.23671 | 0.31871 | 0.40215 | 0.49164 | 0.60087 | 0.71953 | 0.86091 | 1.0172 | 1.1526 | 1.3216 | 1.5227 | 1.7211 | 1.9588 | 2.2065
WA | Residential | EV DLC | Frequency Response | 0 | 0.011966 | 0.037209 | 0.088936 | 0.1248 | 0.16988 | 0.22986 | 0.31466 | 0.40236 | 0.49258 | 0.59835 | 0.70955 | 0.81833 | 0.95414 | 1.1532 | 1.3241 | 1.4864 | 1.6714 | 1.862 | 2.1167 | 0 | 0.012589 | 0.039669 | 0.08819 | 0.12533 | 0.17403 | 0.23671 | 0.31871 | 0.40215 | 0.49164 | 0.60087 | 0.71953 | 0.86091 | 1.0172 | 1.1526 | 1.3216 | 1.5227 | 1.7211 | 1.9588 | 2.2065
WA | Residential | EV DLC | Non Spinning Reserves | 0 | 0.02546 | 0.070205 | 0.15074 | 0.19201 | 0.23926 | 0.29852 | 0.3791 | 0.47337 | 0.5795 | 0.70394 | 0.83477 | 0.96274 | 1.1225 | 1.3567 | 1.5578 | 1.7487 | 1.9663 | 2.1905 | 2.4902 | 0 | 0.026785 | 0.074846 | 0.14947 | 0.19282 | 0.24511 | 0.30741 | 0.38398 | 0.47312 | 0.5784 | 0.70691 | 0.84651 | 1.0128 | 1.1967 | 1.356 | 1.5548 | 1.7914 | 2.0249 | 2.3045 | 2.5959
WA | Residential | EV DLC | Regulation | 0 | 0.02546 | 0.070205 | 0.15074 | 0.19201 | 0.23926 | 0.29852 | 0.3791 | 0.47337 | 0.5795 | 0.70394 | 0.83477 | 0.96274 | 1.1225 | 1.3567 | 1.5578 | 1.7487 | 1.9663 | 2.1905 | 2.4902 | 0 | 0.026785 | 0.074846 | 0.14947 | 0.19282 | 0.24511 | 0.30741 | 0.38398 | 0.47312 | 0.5784 | 0.70691 | 0.84651 | 1.0128 | 1.1967 | 1.356 | 1.5548 | 1.7914 | 2.0249 | 2.3045 | 2.5959
WA | Residential | EV DLC | Spinning Reserves | 0 | 0.011966 | 0.037209 | 0.088936 | 0.1248 | 0.16988 | 0.22986 | 0.31466 | 0.40236 | 0.49258 | 0.59835 | 0.70955 | 0.81833 | 0.95414 | 1.1532 | 1.3241 | 1.4864 | 1.6714 | 1.862 | 2.1167 | 0 | 0.012589 | 0.039669 | 0.08819 | 0.12533 | 0.17403 | 0.23671 | 0.31871 | 0.40215 | 0.49164 | 0.60087 | 0.71953 | 0.86091 | 1.0172 | 1.1526 | 1.3216 | 1.5227 | 1.7211 | 1.9588 | 2.2065
WA | Residential | Grid Interactive Water Heater | Capacity & Energy | 0 | 0.68004 | 1.6264 | 2.8859 | 3.1476 | 3.4573 | 3.698 | 3.9104 | 4.2148 | 4.3243 | 4.3731 | 4.4282 | 4.3342 | 4.3315 | 4.3779 | 4.3059 | 4.1732 | 4.0342 | 3.9266 | 3.9828 | 0 | 1.5721 | 3.7636 | 6.3959 | 7.369 | 8.1763 | 8.951 | 9.6302 | 10.1316 | 10.8644 | 11.3544 | 11.7334 | 12.079 | 12.2534 | 12.15 | 12.5897 | 12.748 | 12.8537 | 12.9609 | 12.8953
WA | Residential | Grid Interactive Water Heater | EIM Capacity & Energy | 0 | 0.68004 | 1.6264 | 2.8859 | 3.1476 | 3.4573 | 3.698 | 3.9104 | 4.2148 | 4.3243 | 4.3731 | 4.4282 | 4.3342 | 4.3315 | 4.3779 | 4.3059 | 4.1732 | 4.0342 | 3.9266 | 3.9828 | 0 | 1.5721 | 3.7636 | 6.3959 | 7.369 | 8.1763 | 8.951 | 9.6302 | 10.1316 | 10.8644 | 11.3544 | 11.7334 | 12.079 | 12.2534 | 12.15 | 12.5897 | 12.748 | 12.8537 | 12.9609 | 12.8953
WA | Residential | Grid Interactive Water Heater | EIM Capacity & Energy FMM | 0 | 0.68004 | 1.6264 | 2.8859 | 3.1476 | 3.4573 | 3.698 | 3.9104 | 4.2148 | 4.3243 | 4.3731 | 4.4282 | 4.3342 | 4.3315 | 4.3779 | 4.3059 | 4.1732 | 4.0342 | 3.9266 | 3.9828 | 0 | 1.5721 | 3.7636 | 6.3959 | 7.369 | 8.1763 | 8.951 | 9.6302 | 10.1316 | 10.8644 | 11.3544 | 11.7334 | 12.079 | 12.2534 | 12.15 | 12.5897 | 12.748 | 12.8537 | 12.9609 | 12.8953
WA | Residential | Grid Interactive Water Heater | EIM Capacity & Energy RTD | 0 | 0.95053 | 2.2675 | 4.0112 | 4.3607 | 4.7707 | 5.0802 | 5.3434 | 5.7273 | 5.8338 | 5.8509 | 5.867 | 5.6842 | 5.6179 | 5.619 | 5.4703 | 5.22 | 4.9751 | 4.7831 | 4.7982 | 0 | 2.1772 | 5.1922 | 8.7872 | 10.064 | 11.0995 | 12.0697 | 12.8883 | 13.4698 | 14.293 | 14.7716 | 15.0861 | 15.3383 | 15.382 | 15.0991 | 15.4695 | 15.4288 | 15.3594 | 15.3287 | 15.1316
WA | Residential | Grid Interactive Water Heater | Frequency Response | 0 | 0.95053 | 2.2675 | 4.0112 | 4.3607 | 4.7707 | 5.0802 | 5.3434 | 5.7273 | 5.8338 | 5.8509 | 5.867 | 5.6842 | 5.6179 | 5.619 | 5.4703 | 5.22 | 4.9751 | 4.7831 | 4.7982 | 0 | 2.1772 | 5.1922 | 8.7872 | 10.064 | 11.0995 | 12.0697 | 12.8883 | 13.4698 | 14.293 | 14.7716 | 15.0861 | 15.3383 | 15.382 | 15.0991 | 15.4695 | 15.4288 | 15.3594 | 15.3287 | 15.1316
WA | Residential | Grid Interactive Water Heater | Non Spinning Reserves | 0 | 0.68004 | 1.6264 | 2.8859 | 3.1476 | 3.4573 | 3.698 | 3.9104 | 4.2148 | 4.3243 | 4.3731 | 4.4282 | 4.3342 | 4.3315 | 4.3779 | 4.3059 | 4.1732 | 4.0342 | 3.9266 | 3.9828 | 0 | 1.5721 | 3.7636 | 6.3959 | 7.369 | 8.1763 | 8.951 | 9.6302 | 10.1316 | 10.8644 | 11.3544 | 11.7334 | 12.079 | 12.2534 | 12.15 | 12.5897 | 12.748 | 12.8537 | 12.9609 | 12.8953
WA | Residential | Grid Interactive Water Heater | Regulation | 0 | 0.95053 | 2.2675 | 4.0112 | 4.3607 | 4.7707 | 5.0802 | 5.3434 | 5.7273 | 5.8338 | 5.8509 | 5.867 | 5.6842 | 5.6179 | 5.619 | 5.4703 | 5.22 | 4.9751 | 4.7831 | 4.7982 | 0 | 2.1772 | 5.1922 | 8.7872 | 10.064 | 11.0995 | 12.0697 | 12.8883 | 13.4698 | 14.293 | 14.7716 | 15.0861 | 15.3383 | 15.382 | 15.0991 | 15.4695 | 15.4288 | 15.3594 | 15.3287 | 15.1316
WA | Residential | Grid Interactive Water Heater | Spinning Reserves | 0 | 0.68004 | 1.6264 | 2.8859 | 3.1476 | 3.4573 | 3.698 | 3.9104 | 4.2148 | 4.3243 | 4.3731 | 4.4282 | 4.3342 | 4.3315 | 4.3779 | 4.3059 | 4.1732 | 4.0342 | 3.9266 | 3.9828 | 0 | 1.5721 | 3.7636 | 6.3959 | 7.369 | 8.1763 | 8.951 | 9.6302 | 10.1316 | 10.8644 | 11.3544 | 11.7334 | 12.079 | 12.2534 | 12.15 | 12.5897 | 12.748 | 12.8537 | 12.9609 | 12.8953
WA | Residential | Home Energy Management System | Capacity & Energy | 0 | 0.16492 | 0.43022 | 0.7944 | 1.0184 | 1.2174 | 1.5 | 1.8117 | 2.0776 | 2.3059 | 2.5633 | 2.5262 | 2.8015 | 2.9117 | 2.941 | 2.9574 | 2.9651 | 3.0565 | 3.132 | 3.0869 | 0 | 0.075489 | 0.19382 | 0.38539 | 0.4649 | 0.56227 | 0.67801 | 0.78763 | 0.94621 | 1.0274 | 1.0794 | 1.1307 | 1.1436 | 1.143 | 1.2158 | 1.2073 | 1.1572 | 1.1608 | 1.1601 | 1.147
WA | Residential | Home Energy Management System | EIM Capacity & Energy | 0 | 0.16492 | 0.43022 | 0.7944 | 1.0184 | 1.2174 | 1.5 | 1.8117 | 2.0776 | 2.3059 | 2.5633 | 2.5262 | 2.8015 | 2.9117 | 2.941 | 2.9574 | 2.9651 | 3.0565 | 3.132 | 3.0869 | 0 | 0.075489 | 0.19382 | 0.38539 | 0.4649 | 0.56227 | 0.67801 | 0.78763 | 0.94621 | 1.0274 | 1.0794 | 1.1307 | 1.1436 | 1.143 | 1.2158 | 1.2073 | 1.1572 | 1.1608 | 1.1601 | 1.147
WA | Residential | Home Energy Management System | EIM Capacity & Energy FMM | 0 | 0.16492 | 0.43022 | 0.7944 | 1.0184 | 1.2174 | 1.5 | 1.8117 | 2.0776 | 2.3059 | 2.5633 | 2.5262 | 2.8015 | 2.9117 | 2.941 | 2.9574 | 2.9651 | 3.0565 | 3.132 | 3.0869 | 0 | 0.075489 | 0.19382 | 0.38539 | 0.4649 | 0.56227 | 0.67801 | 0.78763 | 0.94621 | 1.0274 | 1.0794 | 1.1307 | 1.1436 | 1.143 | 1.2158 | 1.2073 | 1.1572 | 1.1608 | 1.1601 | 1.147
WA | Residential | Home Energy Management System | EIM Capacity & Energy RTD | 0 | 0.31994 | 0.83549 | 1.5424 | 1.9814 | 2.367 | 2.9207 | 3.5326 | 4.0523 | 4.4984 | 5.0075 | 4.9243 | 5.4766 | 5.6962 | 5.7555 | 5.7876 | 5.8029 | 5.9882 | 6.1405 | 6.0475 | 0 | 0.14155 | 0.36421 | 0.72841 | 0.87853 | 1.063 | 1.2835 | 1.4914 | 1.7987 | 1.9514 | 2.048 | 2.1464 | 2.1688 | 2.1664 | 2.313 | 2.2955 | 2.1942 | 2.2015 | 2.2 | 2.1739
WA | Residential | Home Energy Management System | Frequency Response | 0 | 0.31773 | 0.83017 | 1.533 | 1.9706 | 2.3544 | 2.9063 | 3.5162 | 4.034 | 4.4785 | 4.9866 | 4.9027 | 5.4547 | 5.6742 | 5.7334 | 5.7656 | 5.781 | 5.9665 | 6.1188 | 6.0257 | 0 | 0 | 0 | 0 | 0 | 0 | 0 | 0 | 0 | 0 | 0 | 0 | 0 | 0 | 0 | 0 | 0 | 0 | 0 | 0
WA | Residential | Home Energy Management System | Non Spinning Reserves | 0 | 0.16492 | 0.43022 | 0.7944 | 1.0184 | 1.2174 | 1.5 | 1.8117 | 2.0776 | 2.3059 | 2.5633 | 2.5262 | 2.8015 | 2.9117 | 2.941 | 2.9574 | 2.9651 | 3.0565 | 3.132 | 3.0869 | 0 | 0.075489 | 0.19382 | 0.38539 | 0.4649 | 0.56227 | 0.67801 | 0.78763 | 0.94621 | 1.0274 | 1.0794 | 1.1307 | 1.1436 | 1.143 | 1.2158 | 1.2073 | 1.1572 | 1.1608 | 1.1601 | 1.147
WA | Residential | Home Energy Management System | Regulation | 0 | 0.32094 | 0.83806 | 1.5472 | 1.9873 | 2.3742 | 2.9293 | 3.5426 | 4.0636 | 4.5108 | 5.0209 | 4.9383 | 5.4909 | 5.7108 | 5.77 | 5.8022 | 5.8175 | 6.0027 | 6.155 | 6.0621 | 0 | 0.14223 | 0.36595 | 0.73164 | 0.88253 | 1.0679 | 1.2893 | 1.4982 | 1.8064 | 1.9599 | 2.0571 | 2.1559 | 2.1786 | 2.1763 | 2.3228 | 2.3054 | 2.2041 | 2.2114 | 2.2098 | 2.1838
WA | Residential | Home Energy Management System | Spinning Reserves | 0 | 0.16151 | 0.42177 | 0.77902 | 1.0001 | 1.1956 | 1.4745 | 1.7822 | 2.044 | 2.269 | 2.5241 | 2.4853 | 2.7597 | 2.8693 | 2.8981 | 2.9142 | 2.9221 | 3.0135 | 3.0888 | 3.0432 | 0 | 0.071422 | 0.18401 | 0.36785 | 0.44462 | 0.53861 | 0.65068 | 0.75663 | 0.91123 | 0.98957 | 1.0395 | 1.0895 | 1.1017 | 1.1011 | 1.1733 | 1.1651 | 1.1152 | 1.1189 | 1.1183 | 1.1055
WA | Residential | HVAC - DLC | Capacity & Energy | 0 | 2.5056 | 4.8446 | 6.6512 | 6.3556 | 5.5626 | 4.9812 | 4.3609 | 3.6491 | 3.0258 | 2.6342 | 2.1668 | 2.158 | 2.1269 | 2.1043 | 2.1062 | 2.1133 | 2.1856 | 2.2459 | 2.2151 | 0 | 9.7263 | 18.6848 | 28.5062 | 26.6187 | 25.0159 | 23.769 | 22.2087 | 22.204 | 20.6915 | 19.4066 | 18.9278 | 18.3598 | 17.9974 | 19.0891 | 18.9147 | 18.0782 | 18.1595 | 18.1706 | 17.9777
WA | Residential | HVAC - DLC | EIM Capacity & Energy | 0 | 2.5056 | 4.8446 | 6.6512 | 6.3556 | 5.5626 | 4.9812 | 4.3609 | 3.6491 | 3.0258 | 2.6342 | 2.1668 | 2.158 | 2.1269 | 2.1043 | 2.1062 | 2.1133 | 2.1856 | 2.2459 | 2.2151 | 0 | 9.7263 | 18.6848 | 28.5062 | 26.6187 | 25.0159 | 23.769 | 22.2087 | 22.204 | 20.6915 | 19.4066 | 18.9278 | 18.3598 | 17.9974 | 19.0891 | 18.9147 | 18.0782 | 18.1595 | 18.1706 | 17.9777
WA | Residential | HVAC - DLC | EIM Capacity & Energy FMM | 0 | 2.5056 | 4.8446 | 6.6512 | 6.3556 | 5.5626 | 4.9812 | 4.3609 | 3.6491 | 3.0258 | 2.6342 | 2.1668 | 2.158 | 2.1269 | 2.1043 | 2.1062 | 2.1133 | 2.1856 | 2.2459 | 2.2151 | 0 | 9.7263 | 18.6848 | 28.5062 | 26.6187 | 25.0159 | 23.769 | 22.2087 | 22.204 | 20.6915 | 19.4066 | 18.9278 | 18.3598 | 17.9974 | 19.0891 | 18.9147 | 18.0782 | 18.1595 | 18.1706 | 17.9777
WA | Residential | HVAC - DLC | EIM Capacity & Energy RTD | 0 | 4.9256 | 9.5224 | 13.0711 | 12.4879 | 10.9303 | 9.7892 | 8.5711 | 7.1724 | 5.9469 | 5.176 | 4.2552 | 4.2342 | 4.1686 | 4.1195 | 4.1184 | 4.1274 | 4.2637 | 4.3764 | 4.3114 | 0 | 10.8724 | 20.8865 | 31.8652 | 29.7552 | 27.9635 | 26.5698 | 24.8256 | 24.8204 | 23.1296 | 21.6933 | 21.1581 | 20.5231 | 20.1181 | 21.3384 | 21.1435 | 20.2085 | 20.2993 | 20.3117 | 20.0961
WA | Residential | HVAC - DLC | Frequency Response | 0 | 4.5095 | 8.7143 | 11.9555 | 11.4149 | 9.9929 | 8.9535 | 7.8423 | 6.5634 | 5.4406 | 4.7319 | 3.8831 | 3.8528 | 3.7797 | 3.721 | 3.7054 | 3.6993 | 3.8068 | 3.8925 | 3.82 | 0 | 0 | 0 | 0 | 0 | 0 | 0 | 0 | 0 | 0 | 0 | 0 | 0 | 0 | 0 | 0 | 0 | 0 | 0 | 0
WA | Residential | HVAC - DLC | Non Spinning Reserves | 0 | 2.5056 | 4.8446 | 6.6512 | 6.3556 | 5.5626 | 4.9812 | 4.3609 | 3.6491 | 3.0258 | 2.6342 | 2.1668 | 2.158 | 2.1269 | 2.1043 | 2.1062 | 2.1133 | 2.1856 | 2.2459 | 2.2151 | 0 | 9.7263 | 18.6848 | 28.5062 | 26.6187 | 25.0159 | 23.769 | 22.2087 | 22.204 | 20.6915 | 19.4066 | 18.9278 | 18.3598 | 17.9974 | 19.0891 | 18.9147 | 18.0782 | 18.1595 | 18.1706 | 17.9777
WA | Residential | HVAC - DLC | Regulation | 0 | 4.9256 | 9.5224 | 13.0711 | 12.4879 | 10.9303 | 9.7892 | 8.5711 | 7.1724 | 5.9469 | 5.176 | 4.2552 | 4.2342 | 4.1686 | 4.1195 | 4.1184 | 4.1274 | 4.2637 | 4.3764 | 4.3114 | 0 | 10.8724 | 20.8865 | 31.8652 | 29.7552 | 27.9635 | 26.5698 | 24.8256 | 24.8204 | 23.1296 | 21.6933 | 21.1581 | 20.5231 | 20.1181 | 21.3384 | 21.1435 | 20.2085 | 20.2993 | 20.3117 | 20.0961
WA | Residential | HVAC - DLC | Spinning Reserves | 0 | 2.5056 | 4.8446 | 6.6512 | 6.3556 | 5.5626 | 4.9812 | 4.3609 | 3.6491 | 3.0258 | 2.6342 | 2.1668 | 2.158 | 2.1269 | 2.1043 | 2.1062 | 2.1133 | 2.1856 | 2.2459 | 2.2151 | 0 | 9.7263 | 18.6848 | 28.5062 | 26.6187 | 25.0159 | 23.769 | 22.2087 | 22.204 | 20.6915 | 19.4066 | 18.9278 | 18.3598 | 17.9974 | 19.0891 | 18.9147 | 18.0782 | 18.1595 | 18.1706 | 17.9777
WA | Residential | Pool Pump - DLC | Capacity & Energy | 0 | 0.0051919 | 0.013361 | 0.025382 | 0.029399 | 0.03278 | 0.036216 | 0.040489 | 0.044443 | 0.047663 | 0.051023 | 0.053547 | 0.054845 | 0.057212 | 0.062276 | 0.064754 | 0.06487 | 0.063389 | 0.061888 | 0.062126 | 0 | 0.0054621 | 0.014244 | 0.025169 | 0.029524 | 0.033581 | 0.037294 | 0.041011 | 0.04442 | 0.047572 | 0.051238 | 0.054301 | 0.057699 | 0.060994 | 0.062244 | 0.06463 | 0.066455 | 0.065277 | 0.065108 | 0.064764
WA | Residential | Pool Pump - DLC | EIM Capacity & Energy | 0 | 0.0051919 | 0.013361 | 0.025382 | 0.029399 | 0.03278 | 0.036216 | 0.040489 | 0.044443 | 0.047663 | 0.051023 | 0.053547 | 0.054845 | 0.057212 | 0.062276 | 0.064754 | 0.06487 | 0.063389 | 0.061888 | 0.062126 | 0 | 0.0054621 | 0.014244 | 0.025169 | 0.029524 | 0.033581 | 0.037294 | 0.041011 | 0.04442 | 0.047572 | 0.051238 | 0.054301 | 0.057699 | 0.060994 | 0.062244 | 0.06463 | 0.066455 | 0.065277 | 0.065108 | 0.064764
WA | Residential | Pool Pump - DLC | EIM Capacity & Energy FMM | 0 | 0.0051919 | 0.013361 | 0.025382 | 0.029399 | 0.03278 | 0.036216 | 0.040489 | 0.044443 | 0.047663 | 0.051023 | 0.053547 | 0.054845 | 0.057212 | 0.062276 | 0.064754 | 0.06487 | 0.063389 | 0.061888 | 0.062126 | 0 | 0.0054621 | 0.014244 | 0.025169 | 0.029524 | 0.033581 | 0.037294 | 0.041011 | 0.04442 | 0.047572 | 0.051238 | 0.054301 | 0.057699 | 0.060994 | 0.062244 | 0.06463 | 0.066455 | 0.065277 | 0.065108 | 0.064764
WA | Residential | Pool Pump - DLC | EIM Capacity & Energy RTD | 0 | 0.0058594 | 0.015079 | 0.028646 | 0.033179 | 0.036995 | 0.040872 | 0.045695 | 0.050157 | 0.053791 | 0.057583 | 0.060432 | 0.061897 | 0.064567 | 0.070283 | 0.073079 | 0.073211 | 0.071539 | 0.069845 | 0.070113 | 0 | 0.0061643 | 0.016076 | 0.028405 | 0.033319 | 0.037899 | 0.042089 | 0.046284 | 0.050131 | 0.053688 | 0.057826 | 0.061282 | 0.065117 | 0.068836 | 0.070247 | 0.07294 | 0.075 | 0.07367 | 0.073479 | 0.073091
WA | Residential | Pool Pump - DLC | Frequency Response | 0 | 0.0058594 | 0.015079 | 0.028646 | 0.033179 | 0.036995 | 0.040872 | 0.045695 | 0.050157 | 0.053791 | 0.057583 | 0.060432 | 0.061897 | 0.064567 | 0.070283 | 0.073079 | 0.073211 | 0.071539 | 0.069845 | 0.070113 | 0 | 0.0061643 | 0.016076 | 0.028405 | 0.033319 | 0.037899 | 0.042089 | 0.046284 | 0.050131 | 0.053688 | 0.057826 | 0.061282 | 0.065117 | 0.068836 | 0.070247 | 0.07294 | 0.075 | 0.07367 | 0.073479 | 0.073091
WA | Residential | Pool Pump - DLC | Non Spinning Reserves | 0 | 0.0051919 | 0.013361 | 0.025382 | 0.029399 | 0.03278 | 0.036216 | 0.040489 | 0.044443 | 0.047663 | 0.051023 | 0.053547 | 0.054845 | 0.057212 | 0.062276 | 0.064754 | 0.06487 | 0.063389 | 0.061888 | 0.062126 | 0 | 0.0054621 | 0.014244 | 0.025169 | 0.029524 | 0.033581 | 0.037294 | 0.041011 | 0.04442 | 0.047572 | 0.051238 | 0.054301 | 0.057699 | 0.060994 | 0.062244 | 0.06463 | 0.066455 | 0.065277 | 0.065108 | 0.064764
WA | Residential | Pool Pump - DLC | Regulation | 0 | 0.0058594 | 0.015079 | 0.028646 | 0.033179 | 0.036995 | 0.040872 | 0.045695 | 0.050157 | 0.053791 | 0.057583 | 0.060432 | 0.061897 | 0.064567 | 0.070283 | 0.073079 | 0.073211 | 0.071539 | 0.069845 | 0.070113 | 0 | 0.0061643 | 0.016076 | 0.028405 | 0.033319 | 0.037899 | 0.042089 | 0.046284 | 0.050131 | 0.053688 | 0.057826 | 0.061282 | 0.065117 | 0.068836 | 0.070247 | 0.07294 | 0.075 | 0.07367 | 0.073479 | 0.073091
WA | Residential | Pool Pump - DLC | Spinning Reserves | 0 | 0.0051919 | 0.013361 | 0.025382 | 0.029399 | 0.03278 | 0.036216 | 0.040489 | 0.044443 | 0.047663 | 0.051023 | 0.053547 | 0.054845 | 0.057212 | 0.062276 | 0.064754 | 0.06487 | 0.063389 | 0.061888 | 0.062126 | 0 | 0.0054621 | 0.014244 | 0.025169 | 0.029524 | 0.033581 | 0.037294 | 0.041011 | 0.04442 | 0.047572 | 0.051238 | 0.054301 | 0.057699 | 0.060994 | 0.062244 | 0.06463 | 0.066455 | 0.065277 | 0.065108 | 0.064764
WA | Residential | Smart Thermostats | Capacity & Energy | 0 | 0.84431 | 2.1271 | 3.8167 | 4.7939 | 5.6186 | 6.8298 | 8.1584 | 9.2606 | 10.1864 | 11.2436 | 10.9877 | 12.1805 | 12.6465 | 12.7664 | 12.8354 | 12.8679 | 13.2795 | 13.618 | 13.4112 | 0 | 0.40905 | 1.001 | 1.932 | 2.267 | 2.6806 | 3.1797 | 3.6438 | 4.3506 | 4.6797 | 4.8761 | 5.0885 | 5.1279 | 5.1154 | 5.4613 | 5.4192 | 5.1769 | 5.194 | 5.1902 | 5.1279
WA | Residential | Smart Thermostats | EIM Capacity & Energy | 0 | 0.84431 | 2.1271 | 3.8167 | 4.7939 | 5.6186 | 6.8298 | 8.1584 | 9.2606 | 10.1864 | 11.2436 | 10.9877 | 12.1805 | 12.6465 | 12.7664 | 12.8354 | 12.8679 | 13.2795 | 13.618 | 13.4112 | 0 | 0.40905 | 1.001 | 1.932 | 2.267 | 2.6806 | 3.1797 | 3.6438 | 4.3506 | 4.6797 | 4.8761 | 5.0885 | 5.1279 | 5.1154 | 5.4613 | 5.4192 | 5.1769 | 5.194 | 5.1902 | 5.1279
WA | Residential | Smart Thermostats | EIM Capacity & Energy FMM | 0 | 0.84431 | 2.1271 | 3.8167 | 4.7939 | 5.6186 | 6.8298 | 8.1584 | 9.2606 | 10.1864 | 11.2436 | 10.9877 | 12.1805 | 12.6465 | 12.7664 | 12.8354 | 12.8679 | 13.2795 | 13.618 | 13.4112 | 0 | 0.40905 | 1.001 | 1.932 | 2.267 | 2.6806 | 3.1797 | 3.6438 | 4.3506 | 4.6797 | 4.8761 | 5.0885 | 5.1279 | 5.1154 | 5.4613 | 5.4192 | 5.1769 | 5.194 | 5.1902 | 5.1279
WA | Residential | Smart Thermostats | EIM Capacity & Energy RTD | 0 | 1.7087 | 4.3049 | 7.7242 | 9.702 | 11.371 | 13.8222 | 16.5111 | 18.7417 | 20.6154 | 22.755 | 22.237 | 24.6509 | 25.594 | 25.8367 | 25.9764 | 26.0421 | 26.8751 | 27.5603 | 27.1417 | 0 | 0.82784 | 2.0259 | 3.9099 | 4.588 | 5.425 | 6.4351 | 7.3744 | 8.8047 | 9.4708 | 9.8682 | 10.2981 | 10.3779 | 10.3527 | 11.0526 | 10.9674 | 10.477 | 10.5117 | 10.5039 | 10.3778
WA | Residential | Smart Thermostats | Frequency Response | 0 | 1.7087 | 4.3049 | 7.7242 | 9.702 | 11.371 | 13.8222 | 16.5111 | 18.7417 | 20.6154 | 22.755 | 22.237 | 24.6509 | 25.594 | 25.8367 | 25.9764 | 26.0421 | 26.8751 | 27.5603 | 27.1417 | 0 | 0 | 0 | 0 | 0 | 0 | 0 | 0 | 0 | 0 | 0 | 0 | 0 | 0 | 0 | 0 | 0 | 0 | 0 | 0
WA | Residential | Smart Thermostats | Non Spinning Reserves | 0 | 0.84431 | 2.1271 | 3.8167 | 4.7939 | 5.6186 | 6.8298 | 8.1584 | 9.2606 | 10.1864 | 11.2436 | 10.9877 | 12.1805 | 12.6465 | 12.7664 | 12.8354 | 12.8679 | 13.2795 | 13.618 | 13.4112 | 0 | 0.40905 | 1.001 | 1.932 | 2.267 | 2.6806 | 3.1797 | 3.6438 | 4.3506 | 4.6797 | 4.8761 | 5.0885 | 5.1279 | 5.1154 | 5.4613 | 5.4192 | 5.1769 | 5.194 | 5.1902 | 5.1279
WA | Residential | Smart Thermostats | Regulation | 0 | 1.7087 | 4.3049 | 7.7242 | 9.702 | 11.371 | 13.8222 | 16.5111 | 18.7417 | 20.6154 | 22.755 | 22.237 | 24.6509 | 25.594 | 25.8367 | 25.9764 | 26.0421 | 26.8751 | 27.5603 | 27.1417 | 0 | 0.82784 | 2.0259 | 3.9099 | 4.588 | 5.425 | 6.4351 | 7.3744 | 8.8047 | 9.4708 | 9.8682 | 10.2981 | 10.3779 | 10.3527 | 11.0526 | 10.9674 | 10.477 | 10.5117 | 10.5039 | 10.3778
WA | Residential | Smart Thermostats | Spinning Reserves | 0 | 0.84431 | 2.1271 | 3.8167 | 4.7939 | 5.6186 | 6.8298 | 8.1584 | 9.2606 | 10.1864 | 11.2436 | 10.9877 | 12.1805 | 12.6465 | 12.7664 | 12.8354 | 12.8679 | 13.2795 | 13.618 | 13.4112 | 0 | 0.40905 | 1.001 | 1.932 | 2.267 | 2.6806 | 3.1797 | 3.6438 | 4.3506 | 4.6797 | 4.8761 | 5.0885 | 5.1279 | 5.1154 | 5.4613 | 5.4192 | 5.1769 | 5.194 | 5.1902 | 5.1279
WA | Residential | Water Heater - DLC | Capacity & Energy | 0 | 0.87178 | 1.5802 | 2.1968 | 1.9185 | 1.706 | 1.4862 | 1.2758 | 1.1083 | 0.93487 | 0.79099 | 0.67614 | 0.56536 | 0.48259 | 0.41918 | 0.35461 | 0.30103 | 0.2546 | 0.21472 | 0.18643 | 0 | 1.9246 | 3.4682 | 4.5885 | 4.1691 | 3.6991 | 3.25 | 2.7958 | 2.3484 | 2.0182 | 1.7189 | 1.4633 | 1.2481 | 1.0592 | 0.88818 | 0.76555 | 0.65272 | 0.55677 | 0.47403 | 0.40167
WA | Residential | Water Heater - DLC | EIM Capacity & Energy | 0 | 0.87178 | 1.5802 | 2.1968 | 1.9185 | 1.706 | 1.4862 | 1.2758 | 1.1083 | 0.93487 | 0.79099 | 0.67614 | 0.56536 | 0.48259 | 0.41918 | 0.35461 | 0.30103 | 0.2546 | 0.21472 | 0.18643 | 0 | 1.9246 | 3.4682 | 4.5885 | 4.1691 | 3.6991 | 3.25 | 2.7958 | 2.3484 | 2.0182 | 1.7189 | 1.4633 | 1.2481 | 1.0592 | 0.88818 | 0.76555 | 0.65272 | 0.55677 | 0.47403 | 0.40167
WA | Residential | Water Heater - DLC | EIM Capacity & Energy FMM | 0 | 0.87178 | 1.5802 | 2.1968 | 1.9185 | 1.706 | 1.4862 | 1.2758 | 1.1083 | 0.93487 | 0.79099 | 0.67614 | 0.56536 | 0.48259 | 0.41918 | 0.35461 | 0.30103 | 0.2546 | 0.21472 | 0.18643 | 0 | 1.9246 | 3.4682 | 4.5885 | 4.1691 | 3.6991 | 3.25 | 2.7958 | 2.3484 | 2.0182 | 1.7189 | 1.4633 | 1.2481 | 1.0592 | 0.88818 | 0.76555 | 0.65272 | 0.55677 | 0.47403 | 0.40167
WA | Residential | Water Heater - DLC | EIM Capacity & Energy RTD | 0 | 1.2741 | 2.3095 | 3.2107 | 2.8039 | 2.4934 | 2.1721 | 1.8647 | 1.6199 | 1.3663 | 1.1561 | 0.98821 | 0.82629 | 0.70532 | 0.61265 | 0.51828 | 0.43997 | 0.37211 | 0.31382 | 0.27247 | 0 | 2.8129 | 5.0688 | 6.7063 | 6.0933 | 5.4064 | 4.75 | 4.0861 | 3.4323 | 2.9497 | 2.5123 | 2.1386 | 1.8242 | 1.548 | 1.2981 | 1.1189 | 0.95398 | 0.81375 | 0.69282 | 0.58706
WA | Residential | Water Heater - DLC | Frequency Response | 0 | 1.2741 | 2.3095 | 3.2107 | 2.8039 | 2.4934 | 2.1721 | 1.8647 | 1.6199 | 1.3663 | 1.1561 | 0.98821 | 0.82629 | 0.70532 | 0.61265 | 0.51828 | 0.43997 | 0.37211 | 0.31382 | 0.27247 | 0 | 2.8129 | 5.0688 | 6.7063 | 6.0933 | 5.4064 | 4.75 | 4.0861 | 3.4323 | 2.9497 | 2.5123 | 2.1386 | 1.8242 | 1.548 | 1.2981 | 1.1189 | 0.95398 | 0.81375 | 0.69282 | 0.58706
WA | Residential | Water Heater - DLC | Non Spinning Reserves | 0 | 0.87178 | 1.5802 | 2.1968 | 1.9185 | 1.706 | 1.4862 | 1.2758 | 1.1083 | 0.93487 | 0.79099 | 0.67614 | 0.56536 | 0.48259 | 0.41918 | 0.35461 | 0.30103 | 0.2546 | 0.21472 | 0.18643 | 0 | 1.9246 | 3.4682 | 4.5885 | 4.1691 | 3.6991 | 3.25 | 2.7958 | 2.3484 | 2.0182 | 1.7189 | 1.4633 | 1.2481 | 1.0592 | 0.88818 | 0.76555 | 0.65272 | 0.55677 | 0.47403 | 0.40167
WA | Residential | Water Heater - DLC | Regulation | 0 | 1.2741 | 2.3095 | 3.2107 | 2.8039 | 2.4934 | 2.1721 | 1.8647 | 1.6199 | 1.3663 | 1.1561 | 0.98821 | 0.82629 | 0.70532 | 0.61265 | 0.51828 | 0.43997 | 0.37211 | 0.31382 | 0.27247 | 0 | 2.8129 | 5.0688 | 6.7063 | 6.0933 | 5.4064 | 4.75 | 4.0861 | 3.4323 | 2.9497 | 2.5123 | 2.1386 | 1.8242 | 1.548 | 1.2981 | 1.1189 | 0.95398 | 0.81375 | 0.69282 | 0.58706
WA | Residential | Water Heater - DLC | Spinning Reserves | 0 | 0.87178 | 1.5802 | 2.1968 | 1.9185 | 1.706 | 1.4862 | 1.2758 | 1.1083 | 0.93487 | 0.79099 | 0.67614 | 0.56536 | 0.48259 | 0.41918 | 0.35461 | 0.30103 | 0.2546 | 0.21472 | 0.18643 | 0 | 1.9246 | 3.4682 | 4.5885 | 4.1691 | 3.6991 | 3.25 | 2.7958 | 2.3484 | 2.0182 | 1.7189 | 1.4633 | 1.2481 | 1.0592 | 0.88818 | 0.76555 | 0.65272 | 0.55677 | 0.47403 | 0.40167
WY | C&I | Battery DLC | Capacity & Energy | 0 | 0.184 | 0.416 | 0.78 | 1.08 | 1.644 | 2.208 | 2.772 | 3.264 | 3.636 | 4.032 | 4.344 | 4.668 | 4.998 | 5.352 | 5.754 | 6.06 | 6.522 | 6.96 | 7.29 | 0 | 0.184 | 0.416 | 0.78 | 1.08 | 1.644 | 2.208 | 2.772 | 3.264 | 3.636 | 4.032 | 4.344 | 4.668 | 4.998 | 5.352 | 5.754 | 6.06 | 6.522 | 6.96 | 7.29
WY | C&I | Battery DLC | EIM Capacity & Energy | 0 | 0.184 | 0.416 | 0.78 | 1.08 | 1.644 | 2.208 | 2.772 | 3.264 | 3.636 | 4.032 | 4.344 | 4.668 | 4.998 | 5.352 | 5.754 | 6.06 | 6.522 | 6.96 | 7.29 | 0 | 0.184 | 0.416 | 0.78 | 1.08 | 1.644 | 2.208 | 2.772 | 3.264 | 3.636 | 4.032 | 4.344 | 4.668 | 4.998 | 5.352 | 5.754 | 6.06 | 6.522 | 6.96 | 7.29
WY | C&I | Battery DLC | EIM Capacity & Energy FMM | 0 | 0.184 | 0.416 | 0.78 | 1.08 | 1.644 | 2.208 | 2.772 | 3.264 | 3.636 | 4.032 | 4.344 | 4.668 | 4.998 | 5.352 | 5.754 | 6.06 | 6.522 | 6.96 | 7.29 | 0 | 0.184 | 0.416 | 0.78 | 1.08 | 1.644 | 2.208 | 2.772 | 3.264 | 3.636 | 4.032 | 4.344 | 4.668 | 4.998 | 5.352 | 5.754 | 6.06 | 6.522 | 6.96 | 7.29
WY | C&I | Battery DLC | EIM Capacity & Energy RTD | 0 | 0.276 | 0.624 | 1.17 | 1.62 | 2.466 | 3.312 | 4.158 | 4.896 | 5.454 | 6.048 | 6.516 | 7.002 | 7.497 | 8.028 | 8.631 | 9.09 | 9.783 | 10.44 | 10.935 | 0 | 0.276 | 0.624 | 1.17 | 1.62 | 2.466 | 3.312 | 4.158 | 4.896 | 5.454 | 6.048 | 6.516 | 7.002 | 7.497 | 8.028 | 8.631 | 9.09 | 9.783 | 10.44 | 10.935
WY | C&I | Battery DLC | Frequency Response | 0 | 0.276 | 0.624 | 1.17 | 1.62 | 2.466 | 3.312 | 4.158 | 4.896 | 5.454 | 6.048 | 6.516 | 7.002 | 7.497 | 8.028 | 8.631 | 9.09 | 9.783 | 10.44 | 10.935 | 0 | 0.276 | 0.624 | 1.17 | 1.62 | 2.466 | 3.312 | 4.158 | 4.896 | 5.454 | 6.048 | 6.516 | 7.002 | 7.497 | 8.028 | 8.631 | 9.09 | 9.783 | 10.44 | 10.935
WY | C&I | Battery DLC | Non Spinning Reserves | 0 | 0.184 | 0.416 | 0.78 | 1.08 | 1.644 | 2.208 | 2.772 | 3.264 | 3.636 | 4.032 | 4.344 | 4.668 | 4.998 | 5.352 | 5.754 | 6.06 | 6.522 | 6.96 | 7.29 | 0 | 0.184 | 0.416 | 0.78 | 1.08 | 1.644 | 2.208 | 2.772 | 3.264 | 3.636 | 4.032 | 4.344 | 4.668 | 4.998 | 5.352 | 5.754 | 6.06 | 6.522 | 6.96 | 7.29
WY | C&I | Battery DLC | Regulation | 0 | 0.276 | 0.624 | 1.17 | 1.62 | 2.466 | 3.312 | 4.158 | 4.896 | 5.454 | 6.048 | 6.516 | 7.002 | 7.497 | 8.028 | 8.631 | 9.09 | 9.783 | 10.44 | 10.935 | 0 | 0.276 | 0.624 | 1.17 | 1.62 | 2.466 | 3.312 | 4.158 | 4.896 | 5.454 | 6.048 | 6.516 | 7.002 | 7.497 | 8.028 | 8.631 | 9.09 | 9.783 | 10.44 | 10.935
WY | C&I | Battery DLC | Spinning Reserves | 0 | 0.184 | 0.416 | 0.78 | 1.08 | 1.644 | 2.208 | 2.772 | 3.264 | 3.636 | 4.032 | 4.344 | 4.668 | 4.998 | 5.352 | 5.754 | 6.06 | 6.522 | 6.96 | 7.29 | 0 | 0.184 | 0.416 | 0.78 | 1.08 | 1.644 | 2.208 | 2.772 | 3.264 | 3.636 | 4.032 | 4.344 | 4.668 | 4.998 | 5.352 | 5.754 | 6.06 | 6.522 | 6.96 | 7.29
WY | C&I | Grid Interactive Water Heater | Capacity & Energy | 0 | 0.004763 | 0.02481 | 0.060737 | 0.11229 | 0.15706 | 0.22775 | 0.30152 | 0.34541 | 0.41604 | 0.50055 | 0.56555 | 0.68106 | 0.70292 | 0.75869 | 0.7483 | 0.79193 | 0.85323 | 0.8763 | 0.73263 | 0 | 0.0069314 | 0.038116 | 0.1029 | 0.17135 | 0.24893 | 0.33847 | 0.46177 | 0.50824 | 0.6428 | 0.76386 | 0.87865 | 0.99111 | 1.0799 | 1.1164 | 1.1562 | 1.2552 | 1.268 | 1.2752 | 1.2578
WY | C&I | Grid Interactive Water Heater | EIM Capacity & Energy | 0 | 0.004763 | 0.02481 | 0.060737 | 0.11229 | 0.15706 | 0.22775 | 0.30152 | 0.34541 | 0.41604 | 0.50055 | 0.56555 | 0.68106 | 0.70292 | 0.75869 | 0.7483 | 0.79193 | 0.85323 | 0.8763 | 0.73263 | 0 | 0.0069314 | 0.038116 | 0.1029 | 0.17135 | 0.24893 | 0.33847 | 0.46177 | 0.50824 | 0.6428 | 0.76386 | 0.87865 | 0.99111 | 1.0799 | 1.1164 | 1.1562 | 1.2552 | 1.268 | 1.2752 | 1.2578
WY | C&I | Grid Interactive Water Heater | EIM Capacity & Energy FMM | 0 | 0.004763 | 0.02481 | 0.060737 | 0.11229 | 0.15706 | 0.22775 | 0.30152 | 0.34541 | 0.41604 | 0.50055 | 0.56555 | 0.68106 | 0.70292 | 0.75869 | 0.7483 | 0.79193 | 0.85323 | 0.8763 | 0.73263 | 0 | 0.0069314 | 0.038116 | 0.1029 | 0.17135 | 0.24893 | 0.33847 | 0.46177 | 0.50824 | 0.6428 | 0.76386 | 0.87865 | 0.99111 | 1.0799 | 1.1164 | 1.1562 | 1.2552 | 1.268 | 1.2752 | 1.2578
WY | C&I | Grid Interactive Water Heater | EIM Capacity & Energy RTD | 0 | 0.0066725 | 0.034642 | 0.084478 | 0.15548 | 0.21635 | 0.31188 | 0.41025 | 0.46674 | 0.55807 | 0.66625 | 0.74667 | 0.89157 | 0.91256 | 0.97716 | 0.95663 | 1.0033 | 1.0722 | 1.0935 | 0.90906 | 0 | 0.0097102 | 0.053222 | 0.14311 | 0.23726 | 0.3429 | 0.46351 | 0.62829 | 0.68678 | 0.86226 | 1.0167 | 1.16 | 1.2975 | 1.402 | 1.4378 | 1.478 | 1.5901 | 1.5934 | 1.5913 | 1.5607
WY | C&I | Grid Interactive Water Heater | Frequency Response | 0 | 0.0066725 | 0.034642 | 0.084478 | 0.15548 | 0.21635 | 0.31188 | 0.41025 | 0.46674 | 0.55807 | 0.66625 | 0.74667 | 0.89157 | 0.91256 | 0.97716 | 0.95663 | 1.0033 | 1.0722 | 1.0935 | 0.90906 | 0 | 0.0097102 | 0.053222 | 0.14311 | 0.23726 | 0.3429 | 0.46351 | 0.62829 | 0.68678 | 0.86226 | 1.0167 | 1.16 | 1.2975 | 1.402 | 1.4378 | 1.478 | 1.5901 | 1.5934 | 1.5913 | 1.5607
WY | C&I | Grid Interactive Water Heater | Non Spinning Reserves | 0 | 0.004763 | 0.02481 | 0.060737 | 0.11229 | 0.15706 | 0.22775 | 0.30152 | 0.34541 | 0.41604 | 0.50055 | 0.56555 | 0.68106 | 0.70292 | 0.75869 | 0.7483 | 0.79193 | 0.85323 | 0.8763 | 0.73263 | 0 | 0.0069314 | 0.038116 | 0.1029 | 0.17135 | 0.24893 | 0.33847 | 0.46177 | 0.50824 | 0.6428 | 0.76386 | 0.87865 | 0.99111 | 1.0799 | 1.1164 | 1.1562 | 1.2552 | 1.268 | 1.2752 | 1.2578
WY | C&I | Grid Interactive Water Heater | Regulation | 0 | 0.0066725 | 0.034642 | 0.084478 | 0.15548 | 0.21635 | 0.31188 | 0.41025 | 0.46674 | 0.55807 | 0.66625 | 0.74667 | 0.89157 | 0.91256 | 0.97716 | 0.95663 | 1.0033 | 1.0722 | 1.0935 | 0.90906 | 0 | 0.0097102 | 0.053222 | 0.14311 | 0.23726 | 0.3429 | 0.46351 | 0.62829 | 0.68678 | 0.86226 | 1.0167 | 1.16 | 1.2975 | 1.402 | 1.4378 | 1.478 | 1.5901 | 1.5934 | 1.5913 | 1.5607
WY | C&I | Grid Interactive Water Heater | Spinning Reserves | 0 | 0.004763 | 0.02481 | 0.060737 | 0.11229 | 0.15706 | 0.22775 | 0.30152 | 0.34541 | 0.41604 | 0.50055 | 0.56555 | 0.68106 | 0.70292 | 0.75869 | 0.7483 | 0.79193 | 0.85323 | 0.8763 | 0.73263 | 0 | 0.0069314 | 0.038116 | 0.1029 | 0.17135 | 0.24893 | 0.33847 | 0.46177 | 0.50824 | 0.6428 | 0.76386 | 0.87865 | 0.99111 | 1.0799 | 1.1164 | 1.1562 | 1.2552 | 1.268 | 1.2752 | 1.2578
WY | C&I | HVAC - DLC | Capacity & Energy | 0 | 0.63776 | 1.1584 | 1.4381 | 1.6196 | 1.5555 | 1.5889 | 1.5645 | 1.3889 | 1.3421 | 1.314 | 1.2643 | 1.3298 | 1.2014 | 1.1255 | 1.0436 | 1.1042 | 1.1512 | 1.1938 | 0.98124 | 0 | 0.46592 | 0.92315 | 1.3489 | 1.3855 | 1.3686 | 1.3686 | 1.3844 | 1.274 | 1.3047 | 1.3136 | 1.288 | 1.2788 | 1.2505 | 1.1927 | 1.1941 | 1.2285 | 1.232 | 1.2229 | 1.2009
WY | C&I | HVAC - DLC | EIM Capacity & Energy | 0 | 0.63776 | 1.1584 | 1.4381 | 1.6196 | 1.5555 | 1.5889 | 1.5645 | 1.3889 | 1.3421 | 1.314 | 1.2643 | 1.3298 | 1.2014 | 1.1255 | 1.0436 | 1.1042 | 1.1512 | 1.1938 | 0.98124 | 0 | 0.46592 | 0.92315 | 1.3489 | 1.3855 | 1.3686 | 1.3686 | 1.3844 | 1.274 | 1.3047 | 1.3136 | 1.288 | 1.2788 | 1.2505 | 1.1927 | 1.1941 | 1.2285 | 1.232 | 1.2229 | 1.2009
WY | C&I | HVAC - DLC | EIM Capacity & Energy FMM | 0 | 0.63776 | 1.1584 | 1.4381 | 1.6196 | 1.5555 | 1.5889 | 1.5645 | 1.3889 | 1.3421 | 1.314 | 1.2643 | 1.3298 | 1.2014 | 1.1255 | 1.0436 | 1.1042 | 1.1512 | 1.1938 | 0.98124 | 0 | 0.46592 | 0.92315 | 1.3489 | 1.3855 | 1.3686 | 1.3686 | 1.3844 | 1.274 | 1.3047 | 1.3136 | 1.288 | 1.2788 | 1.2505 | 1.1927 | 1.1941 | 1.2285 | 1.232 | 1.2229 | 1.2009
WY | C&I | HVAC - DLC | EIM Capacity & Energy RTD | 0 | 0.81253 | 1.4782 | 1.8389 | 2.0683 | 1.9901 | 2.0337 | 2.0018 | 1.7809 | 1.7225 | 1.688 | 1.6279 | 1.7124 | 1.5502 | 1.454 | 1.3503 | 1.4297 | 1.4908 | 1.5448 | 1.2727 | 0 | 0.59586 | 1.1812 | 1.7278 | 1.7741 | 1.7531 | 1.7529 | 1.774 | 1.634 | 1.6743 | 1.6859 | 1.654 | 1.6425 | 1.6068 | 1.5346 | 1.5371 | 1.5814 | 1.5859 | 1.5748 | 1.5471
WY | C&I | HVAC - DLC | Frequency Response | 0 | 0.77868 | 1.4116 | 1.7478 | 1.9718 | 1.8894 | 1.9289 | 1.9002 | 1.6825 | 1.6241 | 1.5884 | 1.5242 | 1.6032 | 1.4448 | 1.3517 | 1.251 | 1.3228 | 1.379 | 1.4316 | 1.1736 | 0 | 0.14384 | 0.28789 | 0.43603 | 0.44028 | 0.43817 | 0.43336 | 0.4444 | 0.42132 | 0.43922 | 0.44053 | 0.43919 | 0.437 | 0.43129 | 0.42952 | 0.43489 | 0.44609 | 0.44491 | 0.44563 | 0.44227
WY | C&I | HVAC - DLC | Non Spinning Reserves | 0 | 0.63776 | 1.1584 | 1.4381 | 1.6196 | 1.5555 | 1.5889 | 1.5645 | 1.3889 | 1.3421 | 1.314 | 1.2643 | 1.3298 | 1.2014 | 1.1255 | 1.0436 | 1.1042 | 1.1512 | 1.1938 | 0.98124 | 0 | 0.46592 | 0.92315 | 1.3489 | 1.3855 | 1.3686 | 1.3686 | 1.3844 | 1.274 | 1.3047 | 1.3136 | 1.288 | 1.2788 | 1.2505 | 1.1927 | 1.1941 | 1.2285 | 1.232 | 1.2229 | 1.2009
WY | C&I | HVAC - DLC | Regulation | 0 | 0.81253 | 1.4782 | 1.8389 | 2.0683 | 1.9901 | 2.0337 | 2.0018 | 1.7809 | 1.7225 | 1.688 | 1.6279 | 1.7124 | 1.5502 | 1.454 | 1.3503 | 1.4297 | 1.4908 | 1.5448 | 1.2727 | 0 | 0.59586 | 1.1812 | 1.7278 | 1.7741 | 1.7531 | 1.7529 | 1.774 | 1.634 | 1.6743 | 1.6859 | 1.654 | 1.6425 | 1.6068 | 1.5346 | 1.5371 | 1.5814 | 1.5859 | 1.5748 | 1.5471
WY | C&I | HVAC - DLC | Spinning Reserves | 0 | 0.63776 | 1.1584 | 1.4381 | 1.6196 | 1.5555 | 1.5889 | 1.5645 | 1.3889 | 1.3421 | 1.314 | 1.2643 | 1.3298 | 1.2014 | 1.1255 | 1.0436 | 1.1042 | 1.1512 | 1.1938 | 0.98124 | 0 | 0.46592 | 0.92315 | 1.3489 | 1.3855 | 1.3686 | 1.3686 | 1.3844 | 1.274 | 1.3047 | 1.3136 | 1.288 | 1.2788 | 1.2505 | 1.1927 | 1.1941 | 1.2285 | 1.232 | 1.2229 | 1.2009
WY | C&I | Pool Pump - DLC | Capacity & Energy | 0 | 0.001578 | 0.0044071 | 0.0083502 | 0.012164 | 0.01456 | 0.017834 | 0.020262 | 0.023244 | 0.026537 | 0.030892 | 0.033737 | 0.038487 | 0.039543 | 0.041113 | 0.040047 | 0.042429 | 0.044481 | 0.044668 | 0.04002 | 0 | 0.0016425 | 0.0046953 | 0.0097248 | 0.013131 | 0.015827 | 0.01855 | 0.022177 | 0.024942 | 0.029448 | 0.033349 | 0.036969 | 0.040061 | 0.042129 | 0.044116 | 0.04444 | 0.046119 | 0.046268 | 0.046495 | 0.045823
WY | C&I | Pool Pump - DLC | EIM Capacity & Energy | 0 | 0.001578 | 0.0044071 | 0.0083502 | 0.012164 | 0.01456 | 0.017834 | 0.020262 | 0.023244 | 0.026537 | 0.030892 | 0.033737 | 0.038487 | 0.039543 | 0.041113 | 0.040047 | 0.042429 | 0.044481 | 0.044668 | 0.04002 | 0 | 0.0016425 | 0.0046953 | 0.0097248 | 0.013131 | 0.015827 | 0.01855 | 0.022177 | 0.024942 | 0.029448 | 0.033349 | 0.036969 | 0.040061 | 0.042129 | 0.044116 | 0.04444 | 0.046119 | 0.046268 | 0.046495 | 0.045823
WY | C&I | Pool Pump - DLC | EIM Capacity & Energy FMM | 0 | 0.001578 | 0.0044071 | 0.0083502 | 0.012164 | 0.01456 | 0.017834 | 0.020262 | 0.023244 | 0.026537 | 0.030892 | 0.033737 | 0.038487 | 0.039543 | 0.041113 | 0.040047 | 0.042429 | 0.044481 | 0.044668 | 0.04002 | 0 | 0.0016425 | 0.0046953 | 0.0097248 | 0.013131 | 0.015827 | 0.01855 | 0.022177 | 0.024942 | 0.029448 | 0.033349 | 0.036969 | 0.040061 | 0.042129 | 0.044116 | 0.04444 | 0.046119 | 0.046268 | 0.046495 | 0.045823
WY | C&I | Pool Pump - DLC | EIM Capacity & Energy RTD | 0 | 0.0017808 | 0.0049737 | 0.0094238 | 0.013727 | 0.016433 | 0.020127 | 0.022867 | 0.026233 | 0.029949 | 0.034864 | 0.038074 | 0.043436 | 0.044627 | 0.046399 | 0.045196 | 0.047884 | 0.0502 | 0.050411 | 0.045165 | 0 | 0.0018537 | 0.0052989 | 0.010975 | 0.014819 | 0.017862 | 0.020935 | 0.025028 | 0.028149 | 0.033234 | 0.037637 | 0.041722 | 0.045212 | 0.047546 | 0.049788 | 0.050153 | 0.052049 | 0.052216 | 0.052473 | 0.051714
WY | C&I | Pool Pump - DLC | Frequency Response | 0 | 0.0017808 | 0.0049737 | 0.0094238 | 0.013727 | 0.016433 | 0.020127 | 0.022867 | 0.026233 | 0.029949 | 0.034864 | 0.038074 | 0.043436 | 0.044627 | 0.046399 | 0.045196 | 0.047884 | 0.0502 | 0.050411 | 0.045165 | 0 | 0.0018537 | 0.0052989 | 0.010975 | 0.014819 | 0.017862 | 0.020935 | 0.025028 | 0.028149 | 0.033234 | 0.037637 | 0.041722 | 0.045212 | 0.047546 | 0.049788 | 0.050153 | 0.052049 | 0.052216 | 0.052473 | 0.051714
WY | C&I | Pool Pump - DLC | Non Spinning Reserves | 0 | 0.001578 | 0.0044071 | 0.0083502 | 0.012164 | 0.01456 | 0.017834 | 0.020262 | 0.023244 | 0.026537 | 0.030892 | 0.033737 | 0.038487 | 0.039543 | 0.041113 | 0.040047 | 0.042429 | 0.044481 | 0.044668 | 0.04002 | 0 | 0.0016425 | 0.0046953 | 0.0097248 | 0.013131 | 0.015827 | 0.01855 | 0.022177 | 0.024942 | 0.029448 | 0.033349 | 0.036969 | 0.040061 | 0.042129 | 0.044116 | 0.04444 | 0.046119 | 0.046268 | 0.046495 | 0.045823
WY | C&I | Pool Pump - DLC | Regulation | 0 | 0.0017808 | 0.0049737 | 0.0094238 | 0.013727 | 0.016433 | 0.020127 | 0.022867 | 0.026233 | 0.029949 | 0.034864 | 0.038074 | 0.043436 | 0.044627 | 0.046399 | 0.045196 | 0.047884 | 0.0502 | 0.050411 | 0.045165 | 0 | 0.0018537 | 0.0052989 | 0.010975 | 0.014819 | 0.017862 | 0.020935 | 0.025028 | 0.028149 | 0.033234 | 0.037637 | 0.041722 | 0.045212 | 0.047546 | 0.049788 | 0.050153 | 0.052049 | 0.052216 | 0.052473 | 0.051714
WY | C&I | Pool Pump - DLC | Spinning Reserves | 0 | 0.001578 | 0.0044071 | 0.0083502 | 0.012164 | 0.01456 | 0.017834 | 0.020262 | 0.023244 | 0.026537 | 0.030892 | 0.033737 | 0.038487 | 0.039543 | 0.041113 | 0.040047 | 0.042429 | 0.044481 | 0.044668 | 0.04002 | 0 | 0.0016425 | 0.0046953 | 0.0097248 | 0.013131 | 0.015827 | 0.01855 | 0.022177 | 0.024942 | 0.029448 | 0.033349 | 0.036969 | 0.040061 | 0.042129 | 0.044116 | 0.04444 | 0.046119 | 0.046268 | 0.046495 | 0.045823
WY | C&I | Smart Thermostats | Capacity & Energy | 0 | 0.83948 | 1.6256 | 2.1166 | 2.6187 | 2.6253 | 2.8236 | 2.9403 | 2.667 | 2.6775 | 2.6849 | 2.5785 | 2.7254 | 2.3758 | 2.1722 | 1.951 | 2.0133 | 2.0655 | 2.1441 | 1.6866 | 0 | 0.14259 | 0.30538 | 0.47829 | 0.53104 | 0.55624 | 0.58391 | 0.61255 | 0.57917 | 0.60943 | 0.63041 | 0.63167 | 0.64181 | 0.63973 | 0.6162 | 0.62543 | 0.64996 | 0.65754 | 0.65592 | 0.64612
WY | C&I | Smart Thermostats | EIM Capacity & Energy | 0 | 0.83948 | 1.6256 | 2.1166 | 2.6187 | 2.6253 | 2.8236 | 2.9403 | 2.667 | 2.6775 | 2.6849 | 2.5785 | 2.7254 | 2.3758 | 2.1722 | 1.951 | 2.0133 | 2.0655 | 2.1441 | 1.6866 | 0 | 0.14259 | 0.30538 | 0.47829 | 0.53104 | 0.55624 | 0.58391 | 0.61255 | 0.57917 | 0.60943 | 0.63041 | 0.63167 | 0.64181 | 0.63973 | 0.6162 | 0.62543 | 0.64996 | 0.65754 | 0.65592 | 0.64612
WY | C&I | Smart Thermostats | EIM Capacity & Energy FMM | 0 | 0.83948 | 1.6256 | 2.1166 | 2.6187 | 2.6253 | 2.8236 | 2.9403 | 2.667 | 2.6775 | 2.6849 | 2.5785 | 2.7254 | 2.3758 | 2.1722 | 1.951 | 2.0133 | 2.0655 | 2.1441 | 1.6866 | 0 | 0.14259 | 0.30538 | 0.47829 | 0.53104 | 0.55624 | 0.58391 | 0.61255 | 0.57917 | 0.60943 | 0.63041 | 0.63167 | 0.64181 | 0.63973 | 0.6162 | 0.62543 | 0.64996 | 0.65754 | 0.65592 | 0.64612
WY | C&I | Smart Thermostats | EIM Capacity & Energy RTD | 0 | 0.99938 | 1.9352 | 2.5197 | 3.1175 | 3.1254 | 3.3614 | 3.5004 | 3.175 | 3.1874 | 3.1964 | 3.0696 | 3.2445 | 2.8283 | 2.5859 | 2.3226 | 2.3968 | 2.4589 | 2.5525 | 2.0079 | 0 | 0.16975 | 0.36355 | 0.5694 | 0.63219 | 0.66219 | 0.69514 | 0.72922 | 0.68949 | 0.72551 | 0.75049 | 0.75199 | 0.76406 | 0.76158 | 0.73357 | 0.74456 | 0.77376 | 0.78278 | 0.78086 | 0.76919
WY | C&I | Smart Thermostats | Frequency Response | 0 | 0.96907 | 1.8678 | 2.4168 | 2.9958 | 2.9885 | 3.2111 | 3.35 | 3.026 | 3.0366 | 3.0422 | 2.9081 | 3.0739 | 2.6635 | 2.426 | 2.1679 | 2.2311 | 2.2868 | 2.3794 | 1.8574 | 0 | 0.001552 | 0.003215 | 0.0043527 | 0.0054967 | 0.0050551 | 0.0050856 | 0.0059918 | 0.0045433 | 0.0057306 | 0.0055818 | 0.0049331 | 0.0049231 | 0.0045847 | 0.0036424 | 0.0040912 | 0.0037741 | 0.0036216 | 0.0038109 | 0.0037557
WY | C&I | Smart Thermostats | Non Spinning Reserves | 0 | 0.83948 | 1.6256 | 2.1166 | 2.6187 | 2.6253 | 2.8236 | 2.9403 | 2.667 | 2.6775 | 2.6849 | 2.5785 | 2.7254 | 2.3758 | 2.1722 | 1.951 | 2.0133 | 2.0655 | 2.1441 | 1.6866 | 0 | 0.14259 | 0.30538 | 0.47829 | 0.53104 | 0.55624 | 0.58391 | 0.61255 | 0.57917 | 0.60943 | 0.63041 | 0.63167 | 0.64181 | 0.63973 | 0.6162 | 0.62543 | 0.64996 | 0.65754 | 0.65592 | 0.64612
WY | C&I | Smart Thermostats | Regulation | 0 | 0.99938 | 1.9352 | 2.5197 | 3.1175 | 3.1254 | 3.3614 | 3.5004 | 3.175 | 3.1874 | 3.1964 | 3.0696 | 3.2445 | 2.8283 | 2.5859 | 2.3226 | 2.3968 | 2.4589 | 2.5525 | 2.0079 | 0 | 0.16975 | 0.36355 | 0.5694 | 0.63219 | 0.66219 | 0.69514 | 0.72922 | 0.68949 | 0.72551 | 0.75049 | 0.75199 | 0.76406 | 0.76158 | 0.73357 | 0.74456 | 0.77376 | 0.78278 | 0.78086 | 0.76919
WY | C&I | Smart Thermostats | Spinning Reserves | 0 | 0.83948 | 1.6256 | 2.1166 | 2.6187 | 2.6253 | 2.8236 | 2.9403 | 2.667 | 2.6775 | 2.6849 | 2.5785 | 2.7254 | 2.3758 | 2.1722 | 1.951 | 2.0133 | 2.0655 | 2.1441 | 1.6866 | 0 | 0.14259 | 0.30538 | 0.47829 | 0.53104 | 0.55624 | 0.58391 | 0.61255 | 0.57917 | 0.60943 | 0.63041 | 0.63167 | 0.64181 | 0.63973 | 0.6162 | 0.62543 | 0.64996 | 0.65754 | 0.65592 | 0.64612
WY | C&I | Third Party | Capacity & Energy | 0 | 10.1911 | 19.9419 | 27.0395 | 29.9229 | 31.0103 | 32.8958 | 32.7799 | 31.6431 | 32.1508 | 33.1922 | 34.5428 | 37.2782 | 35.9578 | 35.3471 | 34.2981 | 37.0178 | 39.1703 | 40.1012 | 34.3537 | 0 | 7.8622 | 16.0242 | 24.7687 | 25.5447 | 25.956 | 26.1847 | 27.4593 | 26.4361 | 27.9754 | 28.5673 | 29.0131 | 29.3356 | 29.3651 | 29.625 | 30.0431 | 31.285 | 31.3934 | 31.6313 | 31.4229
WY | C&I | Third Party | EIM Capacity & Energy | 0 | 9.4548 | 18.6031 | 25.3868 | 27.9688 | 29.1283 | 30.9256 | 30.7609 | 29.8355 | 30.3451 | 31.3607 | 32.752 | 35.3091 | 34.1671 | 33.6435 | 32.7157 | 35.3333 | 37.4041 | 38.2398 | 32.8875 | 0 | 7.8521 | 16.004 | 24.7382 | 25.5131 | 25.9246 | 26.1536 | 27.4269 | 26.4059 | 27.9434 | 28.5351 | 28.9813 | 29.3037 | 29.3336 | 29.5941 | 30.0114 | 31.2526 | 31.361 | 31.5987 | 31.3904
WY | C&I | Third Party | EIM Capacity & Energy FMM | 0 | 9.4548 | 18.6031 | 25.3868 | 27.9688 | 29.1283 | 30.9256 | 30.7609 | 29.8355 | 30.3451 | 31.3607 | 32.752 | 35.3091 | 34.1671 | 33.6435 | 32.7157 | 35.3333 | 37.4041 | 38.2398 | 32.8875 | 0 | 7.8521 | 16.004 | 24.7382 | 25.5131 | 25.9246 | 26.1536 | 27.4269 | 26.4059 | 27.9434 | 28.5351 | 28.9813 | 29.3037 | 29.3336 | 29.5941 | 30.0114 | 31.2526 | 31.361 | 31.5987 | 31.3904
WY | C&I | Third Party | EIM Capacity & Energy RTD | 0 | 6.0603 | 11.8231 | 15.9924 | 17.9567 | 18.5501 | 19.8528 | 20.0156 | 19.3852 | 19.8717 | 20.7604 | 21.6552 | 23.6616 | 22.8961 | 22.6831 | 22.0495 | 23.8444 | 25.3743 | 26.0876 | 22.1718 | 0 | 4.7531 | 9.6737 | 14.9592 | 15.4916 | 15.7898 | 16.0087 | 16.924 | 16.3526 | 17.3869 | 17.8751 | 18.285 | 18.607 | 18.7238 | 18.9696 | 19.2074 | 20.1258 | 20.219 | 20.3897 | 20.2182
WY | C&I | Third Party | Frequency Response | 0 | 2.3988 | 4.598 | 6.0817 | 7.1394 | 7.1963 | 7.8004 | 8.0028 | 7.5826 | 7.7628 | 8.1289 | 8.3128 | 9.1466 | 8.6791 | 8.5655 | 8.2324 | 8.8364 | 9.5067 | 9.8479 | 8.1156 | 0 | 1.8442 | 3.7414 | 5.79 | 6.059 | 6.204 | 6.3335 | 6.804 | 6.5294 | 6.9379 | 7.1501 | 7.3353 | 7.4759 | 7.5152 | 7.5876 | 7.5633 | 8.0312 | 8.0548 | 8.1422 | 8.0314
WY | C&I | Third Party | Non Spinning Reserves | 0 | 9.4548 | 18.6031 | 25.3868 | 27.9688 | 29.1283 | 30.9256 | 30.7609 | 29.8355 | 30.3451 | 31.3607 | 32.752 | 35.3091 | 34.1671 | 33.6435 | 32.7157 | 35.3333 | 37.4041 | 38.2398 | 32.8875 | 0 | 7.8521 | 16.004 | 24.7382 | 25.5131 | 25.9246 | 26.1536 | 27.4269 | 26.4059 | 27.9434 | 28.5351 | 28.9813 | 29.3037 | 29.3336 | 29.5941 | 30.0114 | 31.2526 | 31.361 | 31.5987 | 31.3904
WY | C&I | Third Party | Regulation | 0 | 6.235 | 12.1522 | 16.4326 | 18.4436 | 19.0208 | 20.3331 | 20.4667 | 19.8013 | 20.2606 | 21.1379 | 21.9998 | 23.9978 | 23.1915 | 22.9557 | 22.2922 | 24.0901 | 25.6239 | 26.332 | 22.3814 | 0 | 4.8896 | 9.9394 | 15.3635 | 15.894 | 16.1813 | 16.3857 | 17.2995 | 16.6965 | 17.7212 | 18.187 | 18.5745 | 18.8698 | 18.9623 | 19.1948 | 19.4159 | 20.3302 | 20.415 | 20.5807 | 20.4042
WY | C&I | Third Party | Spinning Reserves | 0 | 9.4548 | 18.6031 | 25.3868 | 27.9688 | 29.1283 | 30.9256 | 30.7609 | 29.8355 | 30.3451 | 31.3607 | 32.752 | 35.3091 | 34.1671 | 33.6435 | 32.7157 | 35.3333 | 37.4041 | 38.2398 | 32.8875 | 0 | 7.8521 | 16.004 | 24.7382 | 25.5131 | 25.9246 | 26.1536 | 27.4269 | 26.4059 | 27.9434 | 28.5351 | 28.9813 | 29.3037 | 29.3336 | 29.5941 | 30.0114 | 31.2526 | 31.361 | 31.5987 | 31.3904
WY | C&I | Water Heater - DLC | Capacity & Energy | 0 | 0.21069 | 0.36802 | 0.44821 | 0.48383 | 0.43163 | 0.4218 | 0.39001 | 0.31917 | 0.28156 | 0.25107 | 0.21028 | 0.18538 | 0.13593 | 0.098244 | 0.081869 | 0.085304 | 0.090719 | 0.092155 | 0.076329 | 0 | 0.30661 | 0.5654 | 0.75931 | 0.73834 | 0.6841 | 0.62686 | 0.59729 | 0.46964 | 0.43503 | 0.38314 | 0.3267 | 0.26977 | 0.20883 | 0.14456 | 0.12649 | 0.1352 | 0.13482 | 0.13411 | 0.13105
WY | C&I | Water Heater - DLC | EIM Capacity & Energy | 0 | 0.21069 | 0.36802 | 0.44821 | 0.48383 | 0.43163 | 0.4218 | 0.39001 | 0.31917 | 0.28156 | 0.25107 | 0.21028 | 0.18538 | 0.13593 | 0.098244 | 0.081869 | 0.085304 | 0.090719 | 0.092155 | 0.076329 | 0 | 0.30661 | 0.5654 | 0.75931 | 0.73834 | 0.6841 | 0.62686 | 0.59729 | 0.46964 | 0.43503 | 0.38314 | 0.3267 | 0.26977 | 0.20883 | 0.14456 | 0.12649 | 0.1352 | 0.13482 | 0.13411 | 0.13105
WY | C&I | Water Heater - DLC | EIM Capacity & Energy FMM | 0 | 0.21069 | 0.36802 | 0.44821 | 0.48383 | 0.43163 | 0.4218 | 0.39001 | 0.31917 | 0.28156 | 0.25107 | 0.21028 | 0.18538 | 0.13593 | 0.098244 | 0.081869 | 0.085304 | 0.090719 | 0.092155 | 0.076329 | 0 | 0.30661 | 0.5654 | 0.75931 | 0.73834 | 0.6841 | 0.62686 | 0.59729 | 0.46964 | 0.43503 | 0.38314 | 0.3267 | 0.26977 | 0.20883 | 0.14456 | 0.12649 | 0.1352 | 0.13482 | 0.13411 | 0.13105
WY | C&I | Water Heater - DLC | EIM Capacity & Energy RTD | 0 | 0.30683 | 0.53478 | 0.6494 | 0.69833 | 0.61992 | 0.60205 | 0.55251 | 0.44821 | 0.39164 | 0.34567 | 0.2864 | 0.24963 | 0.18098 | 0.12938 | 0.1067 | 0.10983 | 0.11551 | 0.1162 | 0.095463 | 0 | 0.44651 | 0.82161 | 1.1002 | 1.0657 | 0.98253 | 0.89474 | 0.84616 | 0.65951 | 0.6051 | 0.5275 | 0.44495 | 0.36327 | 0.27805 | 0.19037 | 0.16485 | 0.17408 | 0.17167 | 0.1691 | 0.1639
WY | C&I | Water Heater - DLC | Frequency Response | 0 | 0.30683 | 0.53478 | 0.6494 | 0.69833 | 0.61992 | 0.60205 | 0.55251 | 0.44821 | 0.39164 | 0.34567 | 0.2864 | 0.24963 | 0.18098 | 0.12938 | 0.1067 | 0.10983 | 0.11551 | 0.1162 | 0.095463 | 0 | 0.44651 | 0.82161 | 1.1002 | 1.0657 | 0.98253 | 0.89474 | 0.84616 | 0.65951 | 0.6051 | 0.5275 | 0.44495 | 0.36327 | 0.27805 | 0.19037 | 0.16485 | 0.17408 | 0.17167 | 0.1691 | 0.1639
WY | C&I | Water Heater - DLC | Non Spinning Reserves | 0 | 0.21069 | 0.36802 | 0.44821 | 0.48383 | 0.43163 | 0.4218 | 0.39001 | 0.31917 | 0.28156 | 0.25107 | 0.21028 | 0.18538 | 0.13593 | 0.098244 | 0.081869 | 0.085304 | 0.090719 | 0.092155 | 0.076329 | 0 | 0.30661 | 0.5654 | 0.75931 | 0.73834 | 0.6841 | 0.62686 | 0.59729 | 0.46964 | 0.43503 | 0.38314 | 0.3267 | 0.26977 | 0.20883 | 0.14456 | 0.12649 | 0.1352 | 0.13482 | 0.13411 | 0.13105
WY | C&I | Water Heater - DLC | Regulation | 0 | 0.30683 | 0.53478 | 0.6494 | 0.69833 | 0.61992 | 0.60205 | 0.55251 | 0.44821 | 0.39164 | 0.34567 | 0.2864 | 0.24963 | 0.18098 | 0.12938 | 0.1067 | 0.10983 | 0.11551 | 0.1162 | 0.095463 | 0 | 0.44651 | 0.82161 | 1.1002 | 1.0657 | 0.98253 | 0.89474 | 0.84616 | 0.65951 | 0.6051 | 0.5275 | 0.44495 | 0.36327 | 0.27805 | 0.19037 | 0.16485 | 0.17408 | 0.17167 | 0.1691 | 0.1639
WY | C&I | Water Heater - DLC | Spinning Reserves | 0 | 0.21069 | 0.36802 | 0.44821 | 0.48383 | 0.43163 | 0.4218 | 0.39001 | 0.31917 | 0.28156 | 0.25107 | 0.21028 | 0.18538 | 0.13593 | 0.098244 | 0.081869 | 0.085304 | 0.090719 | 0.092155 | 0.076329 | 0 | 0.30661 | 0.5654 | 0.75931 | 0.73834 | 0.6841 | 0.62686 | 0.59729 | 0.46964 | 0.43503 | 0.38314 | 0.3267 | 0.26977 | 0.20883 | 0.14456 | 0.12649 | 0.1352 | 0.13482 | 0.13411 | 0.13105
WY | Irrigation | Irrigation DLC | Capacity & Energy | 0 | 0.18002 | 0.35621 | 0.51505 | 0.53051 | 0.52376 | 0.53684 | 0.53513 | 0.52078 | 0.51346 | 0.52088 | 0.50684 | 0.52552 | 0.51936 | 0.51439 | 0.50584 | 0.51018 | 0.52223 | 0.51452 | 0.50016 | 0 | 0.0006282 | 0.0012027 | 0.0022162 | 0.002033 | 0.0020008 | 0.0019718 | 0.0018738 | 0.0021831 | 0.0020941 | 0.0019961 | 0.0019638 | 0.0018338 | 0.0017535 | 0.0021563 | 0.002063 | 0.0019489 | 0.0019182 | 0.0017954 | 0.00172
WY | Irrigation | Irrigation DLC | EIM Capacity & Energy | 0 | 0.18002 | 0.35621 | 0.51505 | 0.53051 | 0.52376 | 0.53684 | 0.53513 | 0.52078 | 0.51346 | 0.52088 | 0.50684 | 0.52552 | 0.51936 | 0.51439 | 0.50584 | 0.51018 | 0.52223 | 0.51452 | 0.50016 | 0 | 0.0006282 | 0.0012027 | 0.0022162 | 0.002033 | 0.0020008 | 0.0019718 | 0.0018738 | 0.0021831 | 0.0020941 | 0.0019961 | 0.0019638 | 0.0018338 | 0.0017535 | 0.0021563 | 0.002063 | 0.0019489 | 0.0019182 | 0.0017954 | 0.00172
WY | Irrigation | Irrigation DLC | EIM Capacity & Energy FMM | 0 | 0.18002 | 0.35621 | 0.51505 | 0.53051 | 0.52376 | 0.53684 | 0.53513 | 0.52078 | 0.51346 | 0.52088 | 0.50684 | 0.52552 | 0.51936 | 0.51439 | 0.50584 | 0.51018 | 0.52223 | 0.51452 | 0.50016 | 0 | 0.0006282 | 0.0012027 | 0.0022162 | 0.002033 | 0.0020008 | 0.0019718 | 0.0018738 | 0.0021831 | 0.0020941 | 0.0019961 | 0.0019638 | 0.0018338 | 0.0017535 | 0.0021563 | 0.002063 | 0.0019489 | 0.0019182 | 0.0017954 | 0.00172
WY | Irrigation | Irrigation DLC | EIM Capacity & Energy RTD | 0 | 0.18002 | 0.35621 | 0.51505 | 0.53051 | 0.52376 | 0.53684 | 0.53513 | 0.52078 | 0.51346 | 0.52088 | 0.50684 | 0.52552 | 0.51936 | 0.51439 | 0.50584 | 0.51018 | 0.52223 | 0.51452 | 0.50016 | 0 | 0.0006282 | 0.0012027 | 0.0022162 | 0.002033 | 0.0020008 | 0.0019718 | 0.0018738 | 0.0021831 | 0.0020941 | 0.0019961 | 0.0019638 | 0.0018338 | 0.0017535 | 0.0021563 | 0.002063 | 0.0019489 | 0.0019182 | 0.0017954 | 0.00172
WY | Irrigation | Irrigation DLC | Frequency Response | 0 | 0.18002 | 0.35621 | 0.51505 | 0.53051 | 0.52376 | 0.53684 | 0.53513 | 0.52078 | 0.51346 | 0.52088 | 0.50684 | 0.52552 | 0.51936 | 0.51439 | 0.50584 | 0.51018 | 0.52223 | 0.51452 | 0.50016 | 0 | 0.0006282 | 0.0012027 | 0.0022162 | 0.002033 | 0.0020008 | 0.0019718 | 0.0018738 | 0.0021831 | 0.0020941 | 0.0019961 | 0.0019638 | 0.0018338 | 0.0017535 | 0.0021563 | 0.002063 | 0.0019489 | 0.0019182 | 0.0017954 | 0.00172
WY | Irrigation | Irrigation DLC | Non Spinning Reserves | 0 | 0.18002 | 0.35621 | 0.51505 | 0.53051 | 0.52376 | 0.53684 | 0.53513 | 0.52078 | 0.51346 | 0.52088 | 0.50684 | 0.52552 | 0.51936 | 0.51439 | 0.50584 | 0.51018 | 0.52223 | 0.51452 | 0.50016 | 0 | 0.0006282 | 0.0012027 | 0.0022162 | 0.002033 | 0.0020008 | 0.0019718 | 0.0018738 | 0.0021831 | 0.0020941 | 0.0019961 | 0.0019638 | 0.0018338 | 0.0017535 | 0.0021563 | 0.002063 | 0.0019489 | 0.0019182 | 0.0017954 | 0.00172
WY | Irrigation | Irrigation DLC | Regulation | 0 | 0.18002 | 0.35621 | 0.51505 | 0.53051 | 0.52376 | 0.53684 | 0.53513 | 0.52078 | 0.51346 | 0.52088 | 0.50684 | 0.52552 | 0.51936 | 0.51439 | 0.50584 | 0.51018 | 0.52223 | 0.51452 | 0.50016 | 0 | 0.0006282 | 0.0012027 | 0.0022162 | 0.002033 | 0.0020008 | 0.0019718 | 0.0018738 | 0.0021831 | 0.0020941 | 0.0019961 | 0.0019638 | 0.0018338 | 0.0017535 | 0.0021563 | 0.002063 | 0.0019489 | 0.0019182 | 0.0017954 | 0.00172
WY | Irrigation | Irrigation DLC | Spinning Reserves | 0 | 0.18002 | 0.35621 | 0.51505 | 0.53051 | 0.52376 | 0.53684 | 0.53513 | 0.52078 | 0.51346 | 0.52088 | 0.50684 | 0.52552 | 0.51936 | 0.51439 | 0.50584 | 0.51018 | 0.52223 | 0.51452 | 0.50016 | 0 | 0.0006282 | 0.0012027 | 0.0022162 | 0.002033 | 0.0020008 | 0.0019718 | 0.0018738 | 0.0021831 | 0.0020941 | 0.0019961 | 0.0019638 | 0.0018338 | 0.0017535 | 0.0021563 | 0.002063 | 0.0019489 | 0.0019182 | 0.0017954 | 0.00172
WY | Residential | Battery DLC | Capacity & Energy | 0 | 0.065797 | 0.13159 | 0.19739 | 0.19739 | 0.19739 | 0.32979 | 0.65476 | 1.0158 | 1.4612 | 2.0028 | 2.6528 | 3.3147 | 4.0489 | 4.6748 | 5.385 | 6.1432 | 6.9978 | 7.9366 | 8.4903 | 0 | 0.065797 | 0.13159 | 0.19739 | 0.19739 | 0.19739 | 0.32979 | 0.65476 | 1.0158 | 1.4612 | 2.0028 | 2.6528 | 3.3147 | 4.0489 | 4.6748 | 5.385 | 6.1432 | 6.9978 | 7.9366 | 8.4903
WY | Residential | Battery DLC | EIM Capacity & Energy | 0 | 0.065797 | 0.13159 | 0.19739 | 0.19739 | 0.19739 | 0.32979 | 0.65476 | 1.0158 | 1.4612 | 2.0028 | 2.6528 | 3.3147 | 4.0489 | 4.6748 | 5.385 | 6.1432 | 6.9978 | 7.9366 | 8.4903 | 0 | 0.065797 | 0.13159 | 0.19739 | 0.19739 | 0.19739 | 0.32979 | 0.65476 | 1.0158 | 1.4612 | 2.0028 | 2.6528 | 3.3147 | 4.0489 | 4.6748 | 5.385 | 6.1432 | 6.9978 | 7.9366 | 8.4903
WY | Residential | Battery DLC | EIM Capacity & Energy FMM | 0 | 0.065797 | 0.13159 | 0.19739 | 0.19739 | 0.19739 | 0.32979 | 0.65476 | 1.0158 | 1.4612 | 2.0028 | 2.6528 | 3.3147 | 4.0489 | 4.6748 | 5.385 | 6.1432 | 6.9978 | 7.9366 | 8.4903 | 0 | 0.065797 | 0.13159 | 0.19739 | 0.19739 | 0.19739 | 0.32979 | 0.65476 | 1.0158 | 1.4612 | 2.0028 | 2.6528 | 3.3147 | 4.0489 | 4.6748 | 5.385 | 6.1432 | 6.9978 | 7.9366 | 8.4903
WY | Residential | Battery DLC | EIM Capacity & Energy RTD | 0 | 0.092116 | 0.18423 | 0.27635 | 0.27635 | 0.27635 | 0.46171 | 0.91667 | 1.4222 | 2.0457 | 2.8039 | 3.7139 | 4.6406 | 5.6685 | 6.5448 | 7.5389 | 8.6005 | 9.7969 | 11.1113 | 11.8864 | 0 | 0.092116 | 0.18423 | 0.27635 | 0.27635 | 0.27635 | 0.46171 | 0.91667 | 1.4222 | 2.0457 | 2.8039 | 3.7139 | 4.6406 | 5.6685 | 6.5448 | 7.5389 | 8.6005 | 9.7969 | 11.1113 | 11.8864
WY | Residential | Battery DLC | Frequency Response | 0 | 0.092116 | 0.18423 | 0.27635 | 0.27635 | 0.27635 | 0.46171 | 0.91667 | 1.4222 | 2.0457 | 2.8039 | 3.7139 | 4.6406 | 5.6685 | 6.5448 | 7.5389 | 8.6005 | 9.7969 | 11.1113 | 11.8864 | 0 | 0.092116 | 0.18423 | 0.27635 | 0.27635 | 0.27635 | 0.46171 | 0.91667 | 1.4222 | 2.0457 | 2.8039 | 3.7139 | 4.6406 | 5.6685 | 6.5448 | 7.5389 | 8.6005 | 9.7969 | 11.1113 | 11.8864
WY | Residential | Battery DLC | Non Spinning Reserves | 0 | 0.065797 | 0.13159 | 0.19739 | 0.19739 | 0.19739 | 0.32979 | 0.65476 | 1.0158 | 1.4612 | 2.0028 | 2.6528 | 3.3147 | 4.0489 | 4.6748 | 5.385 | 6.1432 | 6.9978 | 7.9366 | 8.4903 | 0 | 0.065797 | 0.13159 | 0.19739 | 0.19739 | 0.19739 | 0.32979 | 0.65476 | 1.0158 | 1.4612 | 2.0028 | 2.6528 | 3.3147 | 4.0489 | 4.6748 | 5.385 | 6.1432 | 6.9978 | 7.9366 | 8.4903
WY | Residential | Battery DLC | Regulation | 0 | 0.092116 | 0.18423 | 0.27635 | 0.27635 | 0.27635 | 0.46171 | 0.91667 | 1.4222 | 2.0457 | 2.8039 | 3.7139 | 4.6406 | 5.6685 | 6.5448 | 7.5389 | 8.6005 | 9.7969 | 11.1113 | 11.8864 | 0 | 0.092116 | 0.18423 | 0.27635 | 0.27635 | 0.27635 | 0.46171 | 0.91667 | 1.4222 | 2.0457 | 2.8039 | 3.7139 | 4.6406 | 5.6685 | 6.5448 | 7.5389 | 8.6005 | 9.7969 | 11.1113 | 11.8864
WY | Residential | Battery DLC | Spinning Reserves | 0 | 0.065797 | 0.13159 | 0.19739 | 0.19739 | 0.19739 | 0.32979 | 0.65476 | 1.0158 | 1.4612 | 2.0028 | 2.6528 | 3.3147 | 4.0489 | 4.6748 | 5.385 | 6.1432 | 6.9978 | 7.9366 | 8.4903 | 0 | 0.065797 | 0.13159 | 0.19739 | 0.19739 | 0.19739 | 0.32979 | 0.65476 | 1.0158 | 1.4612 | 2.0028 | 2.6528 | 3.3147 | 4.0489 | 4.6748 | 5.385 | 6.1432 | 6.9978 | 7.9366 | 8.4903
WY | Residential | EV DLC | Capacity & Energy | 0 | 0.02043 | 0.053506 | 0.10657 | 0.12778 | 0.14594 | 0.16566 | 0.19049 | 0.21501 | 0.23864 | 0.26498 | 0.28965 | 0.31065 | 0.33798 | 0.38232 | 0.41421 | 0.4404 | 0.47051 | 0.49991 | 0.54164 | 0 | 0.020867 | 0.055338 | 0.10274 | 0.12482 | 0.14516 | 0.16567 | 0.18756 | 0.20899 | 0.23179 | 0.25885 | 0.28548 | 0.3173 | 0.34955 | 0.37162 | 0.40232 | 0.43806 | 0.47052 | 0.51061 | 0.54841
WY | Residential | EV DLC | EIM Capacity & Energy | 0 | 0.02043 | 0.053506 | 0.10657 | 0.12778 | 0.14594 | 0.16566 | 0.19049 | 0.21501 | 0.23864 | 0.26498 | 0.28965 | 0.31065 | 0.33798 | 0.38232 | 0.41421 | 0.4404 | 0.47051 | 0.49991 | 0.54164 | 0 | 0.020867 | 0.055338 | 0.10274 | 0.12482 | 0.14516 | 0.16567 | 0.18756 | 0.20899 | 0.23179 | 0.25885 | 0.28548 | 0.3173 | 0.34955 | 0.37162 | 0.40232 | 0.43806 | 0.47052 | 0.51061 | 0.54841
WY | Residential | EV DLC | EIM Capacity & Energy FMM | 0 | 0.02043 | 0.053506 | 0.10657 | 0.12778 | 0.14594 | 0.16566 | 0.19049 | 0.21501 | 0.23864 | 0.26498 | 0.28965 | 0.31065 | 0.33798 | 0.38232 | 0.41421 | 0.4404 | 0.47051 | 0.49991 | 0.54164 | 0 | 0.020867 | 0.055338 | 0.10274 | 0.12482 | 0.14516 | 0.16567 | 0.18756 | 0.20899 | 0.23179 | 0.25885 | 0.28548 | 0.3173 | 0.34955 | 0.37162 | 0.40232 | 0.43806 | 0.47052 | 0.51061 | 0.54841
WY | Residential | EV DLC | EIM Capacity & Energy RTD | 0 | 0.0096021 | 0.028358 | 0.062877 | 0.083055 | 0.10362 | 0.12756 | 0.15811 | 0.18276 | 0.20285 | 0.22523 | 0.2462 | 0.26405 | 0.28729 | 0.32497 | 0.35208 | 0.37434 | 0.39993 | 0.42492 | 0.46039 | 0 | 0.0098077 | 0.029329 | 0.060617 | 0.081136 | 0.10307 | 0.12756 | 0.15567 | 0.17764 | 0.19702 | 0.22003 | 0.24266 | 0.2697 | 0.29712 | 0.31588 | 0.34197 | 0.37235 | 0.39994 | 0.43402 | 0.46615
WY | Residential | EV DLC | Frequency Response | 0 | 0.0096021 | 0.028358 | 0.062877 | 0.083055 | 0.10362 | 0.12756 | 0.15811 | 0.18276 | 0.20285 | 0.22523 | 0.2462 | 0.26405 | 0.28729 | 0.32497 | 0.35208 | 0.37434 | 0.39993 | 0.42492 | 0.46039 | 0 | 0.0098077 | 0.029329 | 0.060617 | 0.081136 | 0.10307 | 0.12756 | 0.15567 | 0.17764 | 0.19702 | 0.22003 | 0.24266 | 0.2697 | 0.29712 | 0.31588 | 0.34197 | 0.37235 | 0.39994 | 0.43402 | 0.46615
WY | Residential | EV DLC | Non Spinning Reserves | 0 | 0.02043 | 0.053506 | 0.10657 | 0.12778 | 0.14594 | 0.16566 | 0.19049 | 0.21501 | 0.23864 | 0.26498 | 0.28965 | 0.31065 | 0.33798 | 0.38232 | 0.41421 | 0.4404 | 0.47051 | 0.49991 | 0.54164 | 0 | 0.020867 | 0.055338 | 0.10274 | 0.12482 | 0.14516 | 0.16567 | 0.18756 | 0.20899 | 0.23179 | 0.25885 | 0.28548 | 0.3173 | 0.34955 | 0.37162 | 0.40232 | 0.43806 | 0.47052 | 0.51061 | 0.54841
WY | Residential | EV DLC | Regulation | 0 | 0.02043 | 0.053506 | 0.10657 | 0.12778 | 0.14594 | 0.16566 | 0.19049 | 0.21501 | 0.23864 | 0.26498 | 0.28965 | 0.31065 | 0.33798 | 0.38232 | 0.41421 | 0.4404 | 0.47051 | 0.49991 | 0.54164 | 0 | 0.020867 | 0.055338 | 0.10274 | 0.12482 | 0.14516 | 0.16567 | 0.18756 | 0.20899 | 0.23179 | 0.25885 | 0.28548 | 0.3173 | 0.34955 | 0.37162 | 0.40232 | 0.43806 | 0.47052 | 0.51061 | 0.54841
WY | Residential | EV DLC | Spinning Reserves | 0 | 0.0096021 | 0.028358 | 0.062877 | 0.083055 | 0.10362 | 0.12756 | 0.15811 | 0.18276 | 0.20285 | 0.22523 | 0.2462 | 0.26405 | 0.28729 | 0.32497 | 0.35208 | 0.37434 | 0.39993 | 0.42492 | 0.46039 | 0 | 0.0098077 | 0.029329 | 0.060617 | 0.081136 | 0.10307 | 0.12756 | 0.15567 | 0.17764 | 0.19702 | 0.22003 | 0.24266 | 0.2697 | 0.29712 | 0.31588 | 0.34197 | 0.37235 | 0.39994 | 0.43402 | 0.46615
WY | Residential | Grid Interactive Water Heater | Capacity & Energy | 0 | 0.01624 | 0.083839 | 0.22657 | 0.33024 | 0.45231 | 0.57784 | 0.70105 | 0.84114 | 0.95138 | 1.0516 | 1.1553 | 1.2208 | 1.3108 | 1.4166 | 1.4172 | 1.3585 | 1.2986 | 1.2559 | 1.2695 | 0 | 0.037518 | 0.19383 | 0.50159 | 0.77217 | 1.0683 | 1.397 | 1.7296 | 2.0375 | 2.4207 | 2.7759 | 3.1216 | 3.4746 | 3.7869 | 4.0117 | 4.2274 | 4.2472 | 4.2493 | 4.2554 | 4.2046
WY | Residential | Grid Interactive Water Heater | EIM Capacity & Energy | 0 | 0.01624 | 0.083839 | 0.22657 | 0.33024 | 0.45231 | 0.57784 | 0.70105 | 0.84114 | 0.95138 | 1.0516 | 1.1553 | 1.2208 | 1.3108 | 1.4166 | 1.4172 | 1.3585 | 1.2986 | 1.2559 | 1.2695 | 0 | 0.037518 | 0.19383 | 0.50159 | 0.77217 | 1.0683 | 1.397 | 1.7296 | 2.0375 | 2.4207 | 2.7759 | 3.1216 | 3.4746 | 3.7869 | 4.0117 | 4.2274 | 4.2472 | 4.2493 | 4.2554 | 4.2046
WY | Residential | Grid Interactive Water Heater | EIM Capacity & Energy FMM | 0 | 0.01624 | 0.083839 | 0.22657 | 0.33024 | 0.45231 | 0.57784 | 0.70105 | 0.84114 | 0.95138 | 1.0516 | 1.1553 | 1.2208 | 1.3108 | 1.4166 | 1.4172 | 1.3585 | 1.2986 | 1.2559 | 1.2695 | 0 | 0.037518 | 0.19383 | 0.50159 | 0.77217 | 1.0683 | 1.397 | 1.7296 | 2.0375 | 2.4207 | 2.7759 | 3.1216 | 3.4746 | 3.7869 | 4.0117 | 4.2274 | 4.2472 | 4.2493 | 4.2554 | 4.2046
WY | Residential | Grid Interactive Water Heater | EIM Capacity & Energy RTD | 0 | 0.022703 | 0.11692 | 0.31502 | 0.45769 | 0.62439 | 0.79413 | 0.95737 | 1.1398 | 1.2777 | 1.3986 | 1.5192 | 1.5879 | 1.6853 | 1.8018 | 1.7845 | 1.6809 | 1.5809 | 1.5099 | 1.511 | 0 | 0.051974 | 0.26752 | 0.6895 | 1.0552 | 1.4512 | 1.8848 | 2.3128 | 2.6987 | 3.1659 | 3.5844 | 3.9783 | 4.3716 | 4.7098 | 4.9403 | 5.1501 | 5.0911 | 5.0234 | 4.9808 | 4.8881
WY | Residential | Grid Interactive Water Heater | Frequency Response | 0 | 0.022703 | 0.11692 | 0.31502 | 0.45769 | 0.62439 | 0.79413 | 0.95737 | 1.1398 | 1.2777 | 1.3986 | 1.5192 | 1.5879 | 1.6853 | 1.8018 | 1.7845 | 1.6809 | 1.5809 | 1.5099 | 1.511 | 0 | 0.051974 | 0.26752 | 0.6895 | 1.0552 | 1.4512 | 1.8848 | 2.3128 | 2.6987 | 3.1659 | 3.5844 | 3.9783 | 4.3716 | 4.7098 | 4.9403 | 5.1501 | 5.0911 | 5.0234 | 4.9808 | 4.8881
WY | Residential | Grid Interactive Water Heater | Non Spinning Reserves | 0 | 0.01624 | 0.083839 | 0.22657 | 0.33024 | 0.45231 | 0.57784 | 0.70105 | 0.84114 | 0.95138 | 1.0516 | 1.1553 | 1.2208 | 1.3108 | 1.4166 | 1.4172 | 1.3585 | 1.2986 | 1.2559 | 1.2695 | 0 | 0.037518 | 0.19383 | 0.50159 | 0.77217 | 1.0683 | 1.397 | 1.7296 | 2.0375 | 2.4207 | 2.7759 | 3.1216 | 3.4746 | 3.7869 | 4.0117 | 4.2274 | 4.2472 | 4.2493 | 4.2554 | 4.2046
WY | Residential | Grid Interactive Water Heater | Regulation | 0 | 0.022703 | 0.11692 | 0.31502 | 0.45769 | 0.62439 | 0.79413 | 0.95737 | 1.1398 | 1.2777 | 1.3986 | 1.5192 | 1.5879 | 1.6853 | 1.8018 | 1.7845 | 1.6809 | 1.5809 | 1.5099 | 1.511 | 0 | 0.051974 | 0.26752 | 0.6895 | 1.0552 | 1.4512 | 1.8848 | 2.3128 | 2.6987 | 3.1659 | 3.5844 | 3.9783 | 4.3716 | 4.7098 | 4.9403 | 5.1501 | 5.0911 | 5.0234 | 4.9808 | 4.8881
WY | Residential | Grid Interactive Water Heater | Spinning Reserves | 0 | 0.01624 | 0.083839 | 0.22657 | 0.33024 | 0.45231 | 0.57784 | 0.70105 | 0.84114 | 0.95138 | 1.0516 | 1.1553 | 1.2208 | 1.3108 | 1.4166 | 1.4172 | 1.3585 | 1.2986 | 1.2559 | 1.2695 | 0 | 0.037518 | 0.19383 | 0.50159 | 0.77217 | 1.0683 | 1.397 | 1.7296 | 2.0375 | 2.4207 | 2.7759 | 3.1216 | 3.4746 | 3.7869 | 4.0117 | 4.2274 | 4.2472 | 4.2493 | 4.2554 | 4.2046
WY | Residential | Home Energy Management System | Capacity & Energy | 0 | 0.0091159 | 0.023031 | 0.042556 | 0.051452 | 0.061931 | 0.073019 | 0.08426 | 0.094986 | 0.1041 | 0.11059 | 0.11475 | 0.11705 | 0.1184 | 0.11801 | 0.11784 | 0.11771 | 0.11716 | 0.11697 | 0.11739 | 0 | 0.0087866 | 0.021908 | 0.04059 | 0.048724 | 0.058028 | 0.068038 | 0.077757 | 0.087679 | 0.095324 | 0.10081 | 0.10405 | 0.10597 | 0.10631 | 0.10711 | 0.10651 | 0.10631 | 0.10615 | 0.10581 | 0.10511
WY | Residential | Home Energy Management System | EIM Capacity & Energy | 0 | 0.0091159 | 0.023031 | 0.042556 | 0.051452 | 0.061931 | 0.073019 | 0.08426 | 0.094986 | 0.1041 | 0.11059 | 0.11475 | 0.11705 | 0.1184 | 0.11801 | 0.11784 | 0.11771 | 0.11716 | 0.11697 | 0.11739 | 0 | 0.0087866 | 0.021908 | 0.04059 | 0.048724 | 0.058028 | 0.068038 | 0.077757 | 0.087679 | 0.095324 | 0.10081 | 0.10405 | 0.10597 | 0.10631 | 0.10711 | 0.10651 | 0.10631 | 0.10615 | 0.10581 | 0.10511
WY | Residential | Home Energy Management System | EIM Capacity & Energy FMM | 0 | 0.0091159 | 0.023031 | 0.042556 | 0.051452 | 0.061931 | 0.073019 | 0.08426 | 0.094986 | 0.1041 | 0.11059 | 0.11475 | 0.11705 | 0.1184 | 0.11801 | 0.11784 | 0.11771 | 0.11716 | 0.11697 | 0.11739 | 0 | 0.0087866 | 0.021908 | 0.04059 | 0.048724 | 0.058028 | 0.068038 | 0.077757 | 0.087679 | 0.095324 | 0.10081 | 0.10405 | 0.10597 | 0.10631 | 0.10711 | 0.10651 | 0.10631 | 0.10615 | 0.10581 | 0.10511
WY | Residential | Home Energy Management System | EIM Capacity & Energy RTD | 0 | 0.0030365 | 0.0075612 | 0.013798 | 0.016457 | 0.019432 | 0.022575 | 0.02567 | 0.02864 | 0.031015 | 0.032711 | 0.033742 | 0.034361 | 0.034641 | 0.03471 | 0.034579 | 0.034718 | 0.034774 | 0.034829 | 0.034893 | 0 | 0.0046216 | 0.011385 | 0.021076 | 0.024765 | 0.029017 | 0.033492 | 0.037635 | 0.042361 | 0.045378 | 0.047475 | 0.048715 | 0.049271 | 0.049272 | 0.050196 | 0.049599 | 0.04962 | 0.049685 | 0.049461 | 0.049113
WY | Residential | Home Energy Management System | Frequency Response | 0 | 0 | 0 | 0 | 0 | 0 | 0 | 0 | 0 | 0 | 0 | 0 | 0 | 0 | 0 | 0 | 0 | 0 | 0 | 0 | 0 | 0 | 0 | 0 | 0 | 0 | 0 | 0 | 0 | 0 | 0 | 0 | 0 | 0 | 0 | 0 | 0 | 0 | 0 | 0
WY | Residential | Home Energy Management System | Non Spinning Reserves | 0 | 0.0091159 | 0.023031 | 0.042556 | 0.051452 | 0.061931 | 0.073019 | 0.08426 | 0.094986 | 0.1041 | 0.11059 | 0.11475 | 0.11705 | 0.1184 | 0.11801 | 0.11784 | 0.11771 | 0.11716 | 0.11697 | 0.11739 | 0 | 0.0087866 | 0.021908 | 0.04059 | 0.048724 | 0.058028 | 0.068038 | 0.077757 | 0.087679 | 0.095324 | 0.10081 | 0.10405 | 0.10597 | 0.10631 | 0.10711 | 0.10651 | 0.10631 | 0.10615 | 0.10581 | 0.10511
WY | Residential | Home Energy Management System | Regulation | 0 | 0.004093 | 0.010239 | 0.01873 | 0.022447 | 0.026688 | 0.031157 | 0.035585 | 0.039789 | 0.043266 | 0.04574 | 0.047244 | 0.048124 | 0.048547 | 0.048403 | 0.048227 | 0.048324 | 0.048237 | 0.048204 | 0.048261 | 0 | 0.005341 | 0.013194 | 0.024411 | 0.028847 | 0.03394 | 0.039332 | 0.044391 | 0.04995 | 0.053723 | 0.056355 | 0.057894 | 0.058641 | 0.058665 | 0.059518 | 0.058895 | 0.058852 | 0.058846 | 0.058568 | 0.058126
WY | Residential | Home Energy Management System | Spinning Reserves | 0 | 0.0047544 | 0.012052 | 0.022193 | 0.026955 | 0.032649 | 0.038618 | 0.044619 | 0.050169 | 0.055129 | 0.058628 | 0.060761 | 0.06193 | 0.062576 | 0.061619 | 0.061416 | 0.061226 | 0.060585 | 0.060191 | 0.060158 | 0 | 0.0032372 | 0.0081413 | 0.015008 | 0.018372 | 0.022154 | 0.02628 | 0.030402 | 0.034154 | 0.037552 | 0.039959 | 0.041304 | 0.042167 | 0.042269 | 0.041948 | 0.041833 | 0.041545 | 0.041228 | 0.040983 | 0.040559
WY | Residential | HVAC - DLC | Capacity & Energy | 0 | 0.95077 | 1.8605 | 2.6991 | 2.7929 | 2.7873 | 2.8937 | 2.8579 | 2.7451 | 2.6865 | 2.7969 | 2.819 | 2.8598 | 2.8144 | 2.7936 | 2.7809 | 2.863 | 2.9904 | 2.9443 | 2.956 | 0 | 1.9913 | 3.9756 | 6.065 | 5.7976 | 5.7471 | 5.8061 | 5.7464 | 5.8416 | 5.747 | 5.6054 | 5.6042 | 5.6937 | 5.7055 | 5.7907 | 5.7755 | 5.6058 | 5.7105 | 5.7438 | 5.8667
WY | Residential | HVAC - DLC | EIM Capacity & Energy | 0 | 0.95077 | 1.8605 | 2.6991 | 2.7929 | 2.7873 | 2.8937 | 2.8579 | 2.7451 | 2.6865 | 2.7969 | 2.819 | 2.8598 | 2.8144 | 2.7936 | 2.7809 | 2.863 | 2.9904 | 2.9443 | 2.956 | 0 | 1.9913 | 3.9756 | 6.065 | 5.7976 | 5.7471 | 5.8061 | 5.7464 | 5.8416 | 5.747 | 5.6054 | 5.6042 | 5.6937 | 5.7055 | 5.7907 | 5.7755 | 5.6058 | 5.7105 | 5.7438 | 5.8667
WY | Residential | HVAC - DLC | EIM Capacity & Energy FMM | 0 | 0.95077 | 1.8605 | 2.6991 | 2.7929 | 2.7873 | 2.8937 | 2.8579 | 2.7451 | 2.6865 | 2.7969 | 2.819 | 2.8598 | 2.8144 | 2.7936 | 2.7809 | 2.863 | 2.9904 | 2.9443 | 2.956 | 0 | 1.9913 | 3.9756 | 6.065 | 5.7976 | 5.7471 | 5.8061 | 5.7464 | 5.8416 | 5.747 | 5.6054 | 5.6042 | 5.6937 | 5.7055 | 5.7907 | 5.7755 | 5.6058 | 5.7105 | 5.7438 | 5.8667
WY | Residential | HVAC - DLC | EIM Capacity & Energy RTD | 0 | 1.9467 | 3.8108 | 5.5311 | 5.7266 | 5.7185 | 5.941 | 5.8715 | 5.6434 | 5.5261 | 5.7555 | 5.8025 | 5.8872 | 5.7941 | 5.7511 | 5.7247 | 5.8935 | 6.1555 | 6.0603 | 6.084 | 0 | 2.6901 | 5.3708 | 8.1935 | 7.8321 | 7.764 | 7.8437 | 7.763 | 7.8916 | 7.7638 | 7.5725 | 7.5709 | 7.6918 | 7.7078 | 7.8229 | 7.8022 | 7.5731 | 7.7146 | 7.7594 | 7.9255
WY | Residential | HVAC - DLC | Frequency Response | 0 | 1.8997 | 3.723 | 5.4107 | 5.61 | 5.6116 | 5.8408 | 5.7833 | 5.5685 | 5.461 | 5.6941 | 5.7445 | 5.8305 | 5.7388 | 5.696 | 5.6692 | 5.8356 | 6.0942 | 5.9991 | 6.0218 | 0 | 0 | 0 | 0 | 0 | 0 | 0 | 0 | 0 | 0 | 0 | 0 | 0 | 0 | 0 | 0 | 0 | 0 | 0 | 0
WY | Residential | HVAC - DLC | Non Spinning Reserves | 0 | 0.95077 | 1.8605 | 2.6991 | 2.7929 | 2.7873 | 2.8937 | 2.8579 | 2.7451 | 2.6865 | 2.7969 | 2.819 | 2.8598 | 2.8144 | 2.7936 | 2.7809 | 2.863 | 2.9904 | 2.9443 | 2.956 | 0 | 1.9913 | 3.9756 | 6.065 | 5.7976 | 5.7471 | 5.8061 | 5.7464 | 5.8416 | 5.747 | 5.6054 | 5.6042 | 5.6937 | 5.7055 | 5.7907 | 5.7755 | 5.6058 | 5.7105 | 5.7438 | 5.8667
WY | Residential | HVAC - DLC | Regulation | 0 | 1.9467 | 3.8108 | 5.5311 | 5.7266 | 5.7185 | 5.941 | 5.8715 | 5.6434 | 5.5261 | 5.7555 | 5.8025 | 5.8872 | 5.7941 | 5.7511 | 5.7247 | 5.8935 | 6.1555 | 6.0603 | 6.084 | 0 | 2.6901 | 5.3708 | 8.1935 | 7.8321 | 7.764 | 7.8437 | 7.763 | 7.8916 | 7.7638 | 7.5725 | 7.5709 | 7.6918 | 7.7078 | 7.8229 | 7.8022 | 7.5731 | 7.7146 | 7.7594 | 7.9255
WY | Residential | HVAC - DLC | Spinning Reserves | 0 | 0.95077 | 1.8605 | 2.6991 | 2.7929 | 2.7873 | 2.8937 | 2.8579 | 2.7451 | 2.6865 | 2.7969 | 2.819 | 2.8598 | 2.8144 | 2.7936 | 2.7809 | 2.863 | 2.9904 | 2.9443 | 2.956 | 0 | 1.9913 | 3.9756 | 6.065 | 5.7976 | 5.7471 | 5.8061 | 5.7464 | 5.8416 | 5.747 | 5.6054 | 5.6042 | 5.6937 | 5.7055 | 5.7907 | 5.7755 | 5.6058 | 5.7105 | 5.7438 | 5.8667
WY | Residential | Pool Pump - DLC | Capacity & Energy | 0 | 0.00078053 | 0.0019763 | 0.0037073 | 0.004262 | 0.0047306 | 0.0052009 | 0.0057847 | 0.00631 | 0.006741 | 0.0071796 | 0.0075152 | 0.0076965 | 0.0079485 | 0.0085489 | 0.0088184 | 0.0087689 | 0.0085041 | 0.0082492 | 0.0082076 | 0 | 0.00079725 | 0.0020439 | 0.0035741 | 0.0041635 | 0.0047054 | 0.005201 | 0.0056956 | 0.0061334 | 0.0065475 | 0.0070137 | 0.0074071 | 0.0078613 | 0.0082205 | 0.0083095 | 0.0085652 | 0.0087223 | 0.0085043 | 0.0084258 | 0.0083102
WY | Residential | Pool Pump - DLC | EIM Capacity & Energy | 0 | 0.00078053 | 0.0019763 | 0.0037073 | 0.004262 | 0.0047306 | 0.0052009 | 0.0057847 | 0.00631 | 0.006741 | 0.0071796 | 0.0075152 | 0.0076965 | 0.0079485 | 0.0085489 | 0.0088184 | 0.0087689 | 0.0085041 | 0.0082492 | 0.0082076 | 0 | 0.00079725 | 0.0020439 | 0.0035741 | 0.0041635 | 0.0047054 | 0.005201 | 0.0056956 | 0.0061334 | 0.0065475 | 0.0070137 | 0.0074071 | 0.0078613 | 0.0082205 | 0.0083095 | 0.0085652 | 0.0087223 | 0.0085043 | 0.0084258 | 0.0083102
WY | Residential | Pool Pump - DLC | EIM Capacity & Energy FMM | 0 | 0.00078053 | 0.0019763 | 0.0037073 | 0.004262 | 0.0047306 | 0.0052009 | 0.0057847 | 0.00631 | 0.006741 | 0.0071796 | 0.0075152 | 0.0076965 | 0.0079485 | 0.0085489 | 0.0088184 | 0.0087689 | 0.0085041 | 0.0082492 | 0.0082076 | 0 | 0.00079725 | 0.0020439 | 0.0035741 | 0.0041635 | 0.0047054 | 0.005201 | 0.0056956 | 0.0061334 | 0.0065475 | 0.0070137 | 0.0074071 | 0.0078613 | 0.0082205 | 0.0083095 | 0.0085652 | 0.0087223 | 0.0085043 | 0.0084258 | 0.0083102
WY | Residential | Pool Pump - DLC | EIM Capacity & Energy RTD | 0 | 0.00088089 | 0.0022304 | 0.004184 | 0.00481 | 0.0053388 | 0.0058696 | 0.0065285 | 0.0071213 | 0.0076077 | 0.0081027 | 0.0084814 | 0.008686 | 0.0089705 | 0.0096481 | 0.0099522 | 0.0098964 | 0.0095975 | 0.0093098 | 0.0092628 | 0 | 0.00089975 | 0.0023067 | 0.0040336 | 0.0046988 | 0.0053104 | 0.0058697 | 0.0064279 | 0.0069219 | 0.0073893 | 0.0079155 | 0.0083595 | 0.008872 | 0.0092775 | 0.0093779 | 0.0096665 | 0.0098437 | 0.0095977 | 0.0095092 | 0.0093787
WY | Residential | Pool Pump - DLC | Frequency Response | 0 | 0.00088089 | 0.0022304 | 0.004184 | 0.00481 | 0.0053388 | 0.0058696 | 0.0065285 | 0.0071213 | 0.0076077 | 0.0081027 | 0.0084814 | 0.008686 | 0.0089705 | 0.0096481 | 0.0099522 | 0.0098964 | 0.0095975 | 0.0093098 | 0.0092628 | 0 | 0.00089975 | 0.0023067 | 0.0040336 | 0.0046988 | 0.0053104 | 0.0058697 | 0.0064279 | 0.0069219 | 0.0073893 | 0.0079155 | 0.0083595 | 0.008872 | 0.0092775 | 0.0093779 | 0.0096665 | 0.0098437 | 0.0095977 | 0.0095092 | 0.0093787
WY | Residential | Pool Pump - DLC | Non Spinning Reserves | 0 | 0.00078053 | 0.0019763 | 0.0037073 | 0.004262 | 0.0047306 | 0.0052009 | 0.0057847 | 0.00631 | 0.006741 | 0.0071796 | 0.0075152 | 0.0076965 | 0.0079485 | 0.0085489 | 0.0088184 | 0.0087689 | 0.0085041 | 0.0082492 | 0.0082076 | 0 | 0.00079725 | 0.0020439 | 0.0035741 | 0.0041635 | 0.0047054 | 0.005201 | 0.0056956 | 0.0061334 | 0.0065475 | 0.0070137 | 0.0074071 | 0.0078613 | 0.0082205 | 0.0083095 | 0.0085652 | 0.0087223 | 0.0085043 | 0.0084258 | 0.0083102
WY | Residential | Pool Pump - DLC | Regulation | 0 | 0.00088089 | 0.0022304 | 0.004184 | 0.00481 | 0.0053388 | 0.0058696 | 0.0065285 | 0.0071213 | 0.0076077 | 0.0081027 | 0.0084814 | 0.008686 | 0.0089705 | 0.0096481 | 0.0099522 | 0.0098964 | 0.0095975 | 0.0093098 | 0.0092628 | 0 | 0.00089975 | 0.0023067 | 0.0040336 | 0.0046988 | 0.0053104 | 0.0058697 | 0.0064279 | 0.0069219 | 0.0073893 | 0.0079155 | 0.0083595 | 0.008872 | 0.0092775 | 0.0093779 | 0.0096665 | 0.0098437 | 0.0095977 | 0.0095092 | 0.0093787
WY | Residential | Pool Pump - DLC | Spinning Reserves | 0 | 0.00078053 | 0.0019763 | 0.0037073 | 0.004262 | 0.0047306 | 0.0052009 | 0.0057847 | 0.00631 | 0.006741 | 0.0071796 | 0.0075152 | 0.0076965 | 0.0079485 | 0.0085489 | 0.0088184 | 0.0087689 | 0.0085041 | 0.0082492 | 0.0082076 | 0 | 0.00079725 | 0.0020439 | 0.0035741 | 0.0041635 | 0.0047054 | 0.005201 | 0.0056956 | 0.0061334 | 0.0065475 | 0.0070137 | 0.0074071 | 0.0078613 | 0.0082205 | 0.0083095 | 0.0085652 | 0.0087223 | 0.0085043 | 0.0084258 | 0.0083102
WY | Residential | Water Heater - DLC | Capacity & Energy | 0 | 0.55139 | 1.0189 | 1.4433 | 1.2833 | 1.163 | 1.0335 | 0.90816 | 0.81061 | 0.69203 | 0.58059 | 0.48175 | 0.37832 | 0.29183 | 0.21304 | 0.18124 | 0.17327 | 0.16522 | 0.15889 | 0.15939 | 0 | 1.2384 | 2.2893 | 3.107 | 2.9105 | 2.6646 | 2.4251 | 2.1756 | 1.9094 | 1.7109 | 1.489 | 1.2657 | 1.0474 | 0.82171 | 0.58935 | 0.52867 | 0.52883 | 0.52715 | 0.52523 | 0.51628
WY | Residential | Water Heater - DLC | EIM Capacity & Energy | 0 | 0.55139 | 1.0189 | 1.4433 | 1.2833 | 1.163 | 1.0335 | 0.90816 | 0.81061 | 0.69203 | 0.58059 | 0.48175 | 0.37832 | 0.29183 | 0.21304 | 0.18124 | 0.17327 | 0.16522 | 0.15889 | 0.15939 | 0 | 1.2384 | 2.2893 | 3.107 | 2.9105 | 2.6646 | 2.4251 | 2.1756 | 1.9094 | 1.7109 | 1.489 | 1.2657 | 1.0474 | 0.82171 | 0.58935 | 0.52867 | 0.52883 | 0.52715 | 0.52523 | 0.51628
WY | Residential | Water Heater - DLC | EIM Capacity & Energy FMM | 0 | 0.55139 | 1.0189 | 1.4433 | 1.2833 | 1.163 | 1.0335 | 0.90816 | 0.81061 | 0.69203 | 0.58059 | 0.48175 | 0.37832 | 0.29183 | 0.21304 | 0.18124 | 0.17327 | 0.16522 | 0.15889 | 0.15939 | 0 | 1.2384 | 2.2893 | 3.107 | 2.9105 | 2.6646 | 2.4251 | 2.1756 | 1.9094 | 1.7109 | 1.489 | 1.2657 | 1.0474 | 0.82171 | 0.58935 | 0.52867 | 0.52883 | 0.52715 | 0.52523 | 0.51628
WY | Residential | Water Heater - DLC | EIM Capacity & Energy RTD | 0 | 0.80113 | 1.4768 | 2.0856 | 1.8476 | 1.6666 | 1.4729 | 1.2848 | 1.1366 | 0.96011 | 0.79623 | 0.65192 | 0.50522 | 0.38419 | 0.27673 | 0.23238 | 0.21777 | 0.20381 | 0.19301 | 0.19109 | 0 | 1.7915 | 3.2987 | 4.4561 | 4.1468 | 3.7686 | 3.4 | 3.0164 | 2.616 | 2.3077 | 1.9765 | 1.6526 | 1.3453 | 1.0395 | 0.7358 | 0.65052 | 0.6381 | 0.62535 | 0.61509 | 0.59899
WY | Residential | Water Heater - DLC | Frequency Response | 0 | 0.80113 | 1.4768 | 2.0856 | 1.8476 | 1.6666 | 1.4729 | 1.2848 | 1.1366 | 0.96011 | 0.79623 | 0.65192 | 0.50522 | 0.38419 | 0.27673 | 0.23238 | 0.21777 | 0.20381 | 0.19301 | 0.19109 | 0 | 1.7915 | 3.2987 | 4.4561 | 4.1468 | 3.7686 | 3.4 | 3.0164 | 2.616 | 2.3077 | 1.9765 | 1.6526 | 1.3453 | 1.0395 | 0.7358 | 0.65052 | 0.6381 | 0.62535 | 0.61509 | 0.59899
WY | Residential | Water Heater - DLC | Non Spinning Reserves | 0 | 0.55139 | 1.0189 | 1.4433 | 1.2833 | 1.163 | 1.0335 | 0.90816 | 0.81061 | 0.69203 | 0.58059 | 0.48175 | 0.37832 | 0.29183 | 0.21304 | 0.18124 | 0.17327 | 0.16522 | 0.15889 | 0.15939 | 0 | 1.2384 | 2.2893 | 3.107 | 2.9105 | 2.6646 | 2.4251 | 2.1756 | 1.9094 | 1.7109 | 1.489 | 1.2657 | 1.0474 | 0.82171 | 0.58935 | 0.52867 | 0.52883 | 0.52715 | 0.52523 | 0.51628
WY | Residential | Water Heater - DLC | Regulation | 0 | 0.80113 | 1.4768 | 2.0856 | 1.8476 | 1.6666 | 1.4729 | 1.2848 | 1.1366 | 0.96011 | 0.79623 | 0.65192 | 0.50522 | 0.38419 | 0.27673 | 0.23238 | 0.21777 | 0.20381 | 0.19301 | 0.19109 | 0 | 1.7915 | 3.2987 | 4.4561 | 4.1468 | 3.7686 | 3.4 | 3.0164 | 2.616 | 2.3077 | 1.9765 | 1.6526 | 1.3453 | 1.0395 | 0.7358 | 0.65052 | 0.6381 | 0.62535 | 0.61509 | 0.59899
WY | Residential | Water Heater - DLC | Spinning Reserves | 0 | 0.55139 | 1.0189 | 1.4433 | 1.2833 | 1.163 | 1.0335 | 0.90816 | 0.81061 | 0.69203 | 0.58059 | 0.48175 | 0.37832 | 0.29183 | 0.21304 | 0.18124 | 0.17327 | 0.16522 | 0.15889 | 0.15939 | 0 | 1.2384 | 2.2893 | 3.107 | 2.9105 | 2.6646 | 2.4251 | 2.1756 | 1.9094 | 1.7109 | 1.489 | 1.2657 | 1.0474 | 0.82171 | 0.58935 | 0.52867 | 0.52883 | 0.52715 | 0.52523 | 0.51628